## Multi-level Bill Of Source
Report Name |  | Multi-level Bill Of Source
Part+rev |  | 5480614 | 3
Description |  | PS800 Refresh PCM
nbr of level |  | 0
Date: |  | 24 April 2014
State : |  | Release
Row Number | Level | Mark Number | Reference Designator | Type | Name | Revision | State | UOM | Quantity | Description | Manufacturer Equivalent part | Manufacturer | RDO
| 0 |  |  | Product Configuration Master | 5480614 | 3
1 | 1 | 12 |  | Finished Good | S1800KE | 0 | Release | Each | 1.0 | PS800+ DICOM OPTION |  |  | HLE
2 | 2 | 1 |  | ECCCollectorPart | 5270135 | 3 | Release | Each | 1.0 | PS800+ DICOM collector part |  |  | CCX
3 | 3 | 2 |  | CTAComponent | 5124331-A | 3 | Release | Each | 1.0 | Digital Imaging Software DICOM option |  |  | HLE
4 | 4 | 1 |  | CTAComponent | 5124332-A | 1 | Release | Each | 1.0 | DICOM key tag |  |  | HLE
5 | 3 | 1 |  | CTASoftware | 5121184-A | 2 | Release | Each | 1.0 | Digital Imaging Workstation |  |  | HLE
6 | 1 | 4 |  | Finished Good | S1800KN | 2 | Release | Each | 1.0 | SPOT FILM TRAY |  |  | HLE
7 | 2 | 1 |  | CTAComponent | 5453691 | 5 | Release | Each | 1.0 | Spot film tray |  |  | CCX
8 | 3 | 5 |  | CTAComponent | 5193771 | 3 | Release | Each | 2.0 | Pioneer WS cassette tray rope wheel base plate 2 |  |  | HLE
9 | 3 | 3 |  | CTAComponent | 5193848 | 2 | Release | Each | 1.0 | Pioneer WS cassette tray bottom slide plate |  |  | HLE
10 | 3 | 1 |  | CTAAssembly | 5494387 | 1 | Release | Each | 1.0 | Cassette tray mainframe assembly |  |  | CCX
11 | 4 | 2 |  | CTAComponent | 5494390 | 1 | Release | Each | 16.0 | M3x10L machine pressure riveting screw |  |  | CCX
12 | 4 | 1 |  | CTAComponent | 5494389 | 1 | Release | Each | 1.0 | Cassette tray mainframe |  |  | CCX
13 | 4 | 3 |  | CTAComponent | 5494391 | 1 | Release | Each | 4.0 | M4x10L machine pressure riveting screw |  |  | CCX
14 | 3 | 6 |  | CTAComponent | 5193822 | 2 | Release | Each | 2.0 | Pioneer WS steel wire |  |  | HLE
15 | 3 | 4 |  | CTAComponent | 5193767 | 3 | Release | Each | 4.0 | Pioneer WS cassette tray rope wheel |  |  | HLE
16 | 3 | 12 |  | CTAComponent | 5193829 | 2 | Release | Each | 2.0 | Pioneer WS cassette tray rope wheel base plate 1 |  |  | HLE
17 | 3 | 16 |  | CTAComponent | 5436101 | 1 | Release | Each | 1.0 | Tray handle |  |  | CCX
18 | 3 | 8 |  | CTAComponent | 5494395 | 1 | Release | Each | 1.0 | Cassette rear sliding baffle chip |  |  | CCX
19 | 3 | 7 |  | CTAComponent | 5193826 | 1 | Release | Each | 1.0 | Pioneer WS cassette tray steel wire press plate 1 |  |  | HLE
20 | 3 | 11 |  | CTAComponent | 5193828 | 1 | Release | Each | 4.0 | Pioneer WS cassette tray bearing bush |  |  | HLE
21 | 3 | 10 |  | CTAComponent | 5456426 | 1 | Release | Each | 2.0 | Rear clamp slider chip |  |  | CCX
22 | 3 | 9 |  | CTAComponent | 5193825 | 2 | Release | Each | 1.0 | Pioneer WS cassette tray slide block 2 |  |  | HLE
23 | 3 | 2 |  | CTAAssembly | 5494392 | 1 | Release | Each | 1.0 | Cassette front sliding baffle assembly |  |  | CCX
24 | 4 | 2 |  | CTAComponent | 5494393 | 1 | Release | Each | 1.0 | Cassette tray top press plate |  |  | CCX
25 | 4 | 1 |  | CTAComponent | 5193839 | 2 | Release | Each | 1.0 | Pioneer WS cassette tray top slide plate |  |  | HLE
26 | 4 | 4 |  | CTAComponent | 5193842 | 2 | Release | Each | 4.0 | Pioneer WS cassette tray join post |  |  | HLE
27 | 4 | 3 |  | CTAComponent | 5494394 | 1 | Release | Each | 2.0 | Cassette tray stop plate |  |  | CCX
28 | 4 | 5 |  | CTAComponent | 5193843 | 1 | Release | Each | 4.0 | Pioneer WS cassette tray top plate slide post 1 |  |  | HLE
29 | 4 | 7 |  | CTAComponent | 1007-M3C006-14 | 2 | Release | Each | 2.0 | Phillips Pan Head Screw, ISO 7045, M3-0.5, X6mm Long, Grade 4.8 Steel, Zinc Plated, RoHS Fastener | 20589-10948-03563 11060-M3C6MXPSTZ6/7985 24140-1007-M3C006-14 | FASTENAL COMPANY ANIXTER TR FORMAC DIV OF TR FASTENINGS | STM
30 | 4 | 6 |  | CTAComponent | 5193844 | 1 | Release | Each | 1.0 | Pioneer WS cassette tray top press plate |  |  | HLE
31 | 4 | 8 |  | CTAComponent | 1007-M4C008-14 | 3 | Release | Each | 8.0 | Phillips Pan Head Screw, ISO 7045, M4-0.7, X8mm Long, Grade 4.8 Steel, Zinc Plated, RoHS Fastener | 20589-10948-03569 11060-M4C8MXPSTZ6/7985 24140-M4/8/PPSTMC/TC1/DIN7985 23982-BN384 4x8 CR3 | FASTENAL COMPANY ANIXTER TR FORMAC DIV OF TR FASTENINGS BOSSARD JAPAN | STM
32 | 3 | 27 |  | CTAComponent | 021-0145 | 1 | Release | Each | 4.0 | Pioneer Program need PSP Document GB-T276 1680-2Z Bearing |  |  | HLE
33 | 3 | 30 |  | CTAComponent | 1007-M3C006-14 | 2 | Release | Each | 8.0 | Phillips Pan Head Screw, ISO 7045, M3-0.5, X6mm Long, Grade 4.8 Steel, Zinc Plated, RoHS Fastener | 20589-10948-03563 11060-M3C6MXPSTZ6/7985 24140-1007-M3C006-14 | FASTENAL COMPANY ANIXTER TR FORMAC DIV OF TR FASTENINGS | STM
34 | 3 | 26 |  | CTAComponent | 1000-M4C012-04 | 4 | Release | Each | 2.0 | Hexagon Socket Head Cap Screw, M4-0.7, X12mm Long, Grade 8.8 Steel, Zinc Plated, RoHS Fastener | 11060-M4C12KCSC9Z6/912 24140-M4/12/SOHTCS/TC1D/DIN912 20589-10948-03232 10487-1000-M4C012-04 A0996-BN 4 M4 X 12mm CR6+FREE | ANIXTER TR FORMAC DIV OF TR FASTENINGS FASTENAL COMPANY OHTA BOSSARD | STM
35 | 3 | 19 |  | CTAComponent | 5494397 | 1 | Release | Each | 2.0 | Cassette tray spring |  |  | CCX
36 | 3 | 20 |  | CTAComponent | 5494399 | 1 | Release | Each | 2.0 | Cassette side baffle |  |  | CCX
37 | 3 | 17 |  | CTAComponent | 5453098 | 1 | Release | Each | 2.0 | Flange cover |  |  | CCX
38 | 3 | 18 |  | CTAComponent | 5442175 | 1 | Release | Each | 1.0 | Tray bottom cover |  |  | CCX
39 | 3 | 24 |  | CTAComponent | C2106-M4-02 | 3 | Release | Each | 4.0 | Spring Lock Washer, M4, Zinc plated, Rohs Fastener | 24140-C2106-M4-02 | TR FORMAC DIV OF TR FASTENINGS | HLE
40 | 3 | 25 |  | CTAComponent | 3000-M4C-04 | 5 | Release | Each | 4.0 | Hexagon Nut, ISO4032, M4-0.7, Grade 8 Steel, Zinc Plated, RoHS Fastener | 24140-M4/-/HFH8-/TC1D/DIN934 A0996-BN117 M4 CR6+FREE 20589-10948-03686 11060-M4CNFHC7Z6/934 | TR FORMAC DIV OF TR FASTENINGS BOSSARD FASTENAL COMPANY ANIXTER | STM
41 | 3 | 28 |  | CTAComponent | 2000-M4-02 | 6 | Release | Each | 2.0 | Flat Washer, ISO7089, M4, Steel 140HV, Zinc Plated, RoHS Fastener | A0996-BN715 M4 CR6 Free 10487-2000-M4-02 11060-M4NWSFSTZ6/125A 20589-10948-03439 24140-M4/-/PWSTWA/TC1/ISO7089 | BOSSARD OHTA ANIXTER FASTENAL COMPANY TR FORMAC DIV OF TR FASTENINGS | STM
42 | 3 | 22 |  | CTAComponent | 2106-M3-05 | 2 | Release | Each | 16.0 | Spring Lock Washer with Flat Ends JIS B1251, M3, Spring Steel, Zinc Plated, Rohs Fastener | 24140-MEP M3/SPSTWA/TC1D/JIS B1251 | TR FORMAC DIV OF TR FASTENINGS | STM
43 | 3 | 23 |  | CTAComponent | 3000-M3C-04 | 3 | Release | Each | 16.0 | Hexagon Nut, ISO4032, M3-0.5, Grade 8 Steel, Zinc Plated, RoHS Fastener | 11060-M3CNFHSTZ6/934 20589-10948-03685 24140-M3/-/HFH8-/TC1D/DIN934 A0996-BN117 M3 CR6+FREE | ANIXTER FASTENAL COMPANY TR FORMAC DIV OF TR FASTENINGS BOSSARD | STM
44 | 3 | 21 |  | CTAComponent | 2000-M3-02 | 2 | Release | Each | 16.0 | Flat Washer, ISO7089, M3, Steel 140HV, Zinc Plated, RoHS Fastener | 11060-M3NWSFSTZ6/125A 20589-10948-03438 A0996-BN715 M3 CR6 Free 24140-M3/-/PWSTWA/TC1 | ANIXTER FASTENAL COMPANY BOSSARD TR FORMAC DIV OF TR FASTENINGS | STM
45 | 3 | 31 |  | CTAComponent | 1010-M3C006-14 | 1 | Release | Each | 4.0 | Phillips Flat Head Screw, ISO 7046, M3-0.5, X6mm Long, Grade 4.8 Steel, Zinc Plated, RoHS Fastener | 20589-10948-03501 11060-M3C6MXFSTZ6/965A | FASTENAL COMPANY ANIXTER | STM
46 | 3 | 29 |  | CTAComponent | 1007-M4C012-14 | 1 | Release | Each | 2.0 | Phillips Pan Head Screw, ISO 7045, M4-0.7, X12mm Long, Grade 4.8 Steel, Zinc Plated, RoHS Fastener | 20589-10948-03571 11060-M4C12MXPSTZ6/7985 | FASTENAL COMPANY ANIXTER | STM
47 | 3 | 32 |  | CTAComponent | 5193837 | 2 | Release | Each | 2.0 | Pioneer WS cassette tray press plate |  |  | HLE
48 | 3 | 33 |  | CTAComponent | 5193845 | 1 | Release | Each | 4.0 | Pioneer WS cassette tray slide post 2 |  |  | HLE
49 | 3 | 34 |  | CTAComponent | 5193836 | 1 | Release | Each | 4.0 | Pioneer WS cassette tray slide post 3 |  |  | HLE
50 | 3 | 14 |  | CTAAssembly | 5494396 | 1 | Release | Each | 1.0 | Cassette baffle assembly |  |  | CCX
51 | 4 | 1 |  | CTAComponent | 5441354 | 1 | Release | Each | 2.0 | Rear clamp frame |  |  | CCX
52 | 4 | 2 |  | CTAComponent | 5193860 | 1 | Release | Each | 10.0 | Pioneer WS cassette tray hinge |  |  | HLE
53 | 4 | 3 |  | CTAComponent | 5193859 | 1 | Release | Each | 8.0 | Pioneer WS cassette tray support plate |  |  | HLE
54 | 4 | 5 |  | CTAComponent | 5193857 | 1 | Release | Each | 8.0 | Pioneer WS cassette tray hinge shaft |  |  | HLE
55 | 4 | 4 |  | CTAComponent | 5193856 | 1 | Release | Each | 8.0 | Pioneer WS cassette tray hinge spring |  |  | HLE
56 | 2 | 2 |  | CTAComponent | 5446803-EN | 1 | Release | Each | 1.0 | Cassette caution label |  |  | CCX
57 | 1 | 13 |  | Finished Good | S1800KM | 1 | Release | Each | 1.0 | DIGITAL IMAGING |  |  | HLE
58 | 2 | 1 |  | CTASoftware | 5121184-A | 2 | Release | Each | 1.0 | Digital Imaging Workstation |  |  | HLE
59 | 1 | 5 |  | Finished Good | S1800JC | 0 | Release | Each | 1.0 | STORM REAL TIME DSA FUNCTION OPTION |  |  | HLE
60 | 2 | 1 |  | ECCCollectorPart | 5124329 | 3 | Release | Each | 1.0 | DSA option |  |  | HLE
61 | 3 | 2 |  | CTAComponent | 5131195 | 1 | Release | Each | 1.0 | Envelope for label packaging |  |  | HLE
62 | 3 | 1 |  | CTAComponent | 5124330 | 1 | Release | Each | 2.0 | DSA label |  |  | HLE
63 | 3 | 3 |  | CTAComponent | 5137372 | 1 | Release | Each | 1.0 | Injector connection cable |  |  | HLE
64 | 3 | 4 |  | CTAOOC | U0442BA | 4 | Standard | Centimeter | 10.0 | TUBE 3X0.25 BLACK | 08456-F2_Z 3X0.25 BLK 10079-VERSAFIT V2 HCV2/3.0 | SUMITOMO ELECTRIC TE CONNECTIVITY / RAYCHEM | YEN
65 | 1 | 19 |  | Finished Good | S1800KT | 1 | Release | Each | 1.0 | PT800+LanKit-CN |  |  | HLE
66 | 2 | 1 |  | ECCCollectorPart | 5480830-ZH-CN | 1 | Release | Each | 1.0 | PT800+LanKit-ZH-CN |  |  | HLE
67 | 3 | 1 |  | CTATechnicalPublication | 5445574-1ZH-CN | 3 | Release | Each | 1.0 | Precision THUNIS-800+ OPERATOR MANUAL - Simplified Chinese |  |  | HLE
68 | 1 | 2 |  | Finished Good | S1800JJ | 1 | Release | Each | 1.0 | PT800+ 50KW 12IN II SYS |  |  | HLE
69 | 2 | 1 |  | ECCCollectorPart | 5462021 | 4 | Release | Each | 1.0 | Precision THUNIS-800+ 50KW system with 12 inch II |  |  | CCX
70 | 3 | 12 |  | ECCCollectorPart | 5480083 | 4 | Release | Each | 1.0 | Accessories for Precision THUNIS-800+ |  |  | CCX
71 | 4 | 2 |  | CTAComponent | 5438938 | 1 | Release | Each | 50.0 | NYLON BINDING TIE CLAMP HellermannTyton T-50L tie wrap 383x4.8mm Max Bundle Dia 105mm |  |  | HLE
72 | 4 | 5 |  | CTAAssembly | 5443544 | 4 | Release | Each | 4.0 | Dolly Assembly |  |  | CCX
73 | 5 | 2 |  | CTAComponent | 5129829 | 1 | Release | Each | 1.0 | FOOT WHWWL |  |  | HLE
74 | 5 | 1 |  | CTAComponent | 5449645 | 1 | Release | Each | 1.0 | Foot Wheel Bracket |  |  | CCX
75 | 5 | 3 |  | CTAComponent | 1000-M12C020-04 | 2 | Release | Each | 3.0 | Hexagon Socket Head Cap Screw, M12-1.75, X20mm Long, Grade 8.8 Steel, Zinc Plated, RoHS Fastener | 20589-10948-03245 11060-M12C20KCSC9Z6/912 10487-1000-M12C020-04 | FASTENAL COMPANY ANIXTER OHTA | STM
76 | 4 | 4 |  | CTAOOC | 5310219 | 1 | Standard | Each | 1.0 | Ferrite split core snap-on 28A5131-0A2 | 10309-28A5131-OA2 | STEWARD | EVS
77 | 4 | 1 |  | CTAComponent | 5461759 | 1 | Release | Each | 50.0 | NYLON BINDING TIE CLAMP KSS CV-180 tie wrap 180x3.6mm Max Bundle Dia 46mm |  |  | HLE
78 | 4 | 3 |  | ECCCollectorPart | 5448457 | 3 | Release | Each | 1.0 | Fuse collector |  |  | HLE
79 | 5 | 1 |  | CTAComponent | 5447604 | 1 | Release | Each | 2.0 | 8A Fuse |  |  | HLE
80 | 5 | 4 |  | CTAComponent | 5449858 | 1 | Release | Each | 1.0 | 4A Fuse |  |  | HLE
81 | 5 | 3 |  | CTAComponent | 5438741 | 1 | Release | Each | 2.0 | 10A fuse |  |  | HLE
82 | 5 | 2 |  | CTAComponent | 5438743 | 1 | Release | Each | 2.0 | 2A fuse |  |  | HLE
83 | 4 | 7 |  | CTAComponent | 5445416-3 | 1 | Release | Each | 2.0 | AVID PRODUCTS STEEL P-CLAMP or R-clamp DIA7.9, WIDE9.7,19243 SCP-5-323-203 |  |  | HLE
84 | 3 | 9 |  | ECCCollectorPart | 5150270 | 3 | Release | Each | 1.0 | Generator for digital system assembly |  |  | HLE
85 | 4 | 1 |  | CTAComponent | 5123374 | 7 | Release | Each | 1.0 | Generator for digital system |  |  | HLE
86 | 4 | 2 |  | CTAComponent | 5442735 | 1 | Release | Each | 1.0 | generator rating plate |  |  | HLE
87 | 5 | 1 |  | CTAComponent | 46-303268P1 | 10 | Release | Each | 1.0 | PRODUCT LOCATOR CARD FORM FOR RATING PLATES, PRINTED BY DUPLITECH | 25823-46-303268P1 | DL3 | CTZ
88 | 3 | 7 |  | CTAComponent | 5438408 | 2 | Release | Each | 1.0 | 19 inch mono displayer |  |  | CCX
89 | 3 | 10 |  | ECCCollectorPart | 5479472 | 6 | Release | Each | 1.0 | PT800+ 50KW 12IN II SYS Label collector |  |  | CCX
90 | 4 | 3 |  | CTAComponent | 5438721-EN | 1 | Release | Each | 1.0 | Warning label for compressor |  |  | CCX
91 | 4 | 16 |  | CTAComponent | 5442749-EN | 1 | Release | Each | 1.0 | Table gear warning label |  |  | CCX
92 | 4 | 19 |  | CTAComponent | 5445163-EN | 1 | Release | Each | 1.0 | Caution label for footrest |  |  | CCX
93 | 4 | 22 |  | CTAComponent | 5456190-EN | 2 | Release | Each | 1.0 | Caution label 2 |  |  | CCX
94 | 4 | 23 |  | CTAComponent | 5456960-EN | 2 | Release | Each | 1.0 | Caution label 3 |  |  | CCX
95 | 4 | 21 |  | CTAComponent | 5451205-EN | 2 | Release | Each | 1.0 | Operation Warning label |  |  | CCX
96 | 4 | 18 |  | CTAComponent | 5443538-EN | 1 | Release | Each | 1.0 | Danger label1 |  |  | CCX
97 | 4 | 15 |  | CTAComponent | 5440265-EN | 1 | Release | Each | 1.0 | PDU Safety Warning |  |  | CCX
98 | 4 | 1 |  | CTAComponent | 5497155 | 3 | Release | Each | 1.0 | PS800Refresh LATAM label |  |  | CCX
99 | 5 | 1 |  | CTAComponent | 5497750 | 1 | Release | Each | 1.0 | Label sheet |  |  | CCX
100 | 4 | 6 |  | CTAComponent | 5462280 | 1 | Release | Each | 2.0 | HV Cable Label- |  |  | HLE
101 | 4 | 4 |  | CTAComponent | 5449450 | 2 | Release | Each | 1.0 | eIFU Label | 19212-5449450 | DURATECH | BAW
102 | 4 | 11 |  | CTAComponent | 5454509 | 1 | Release | Each | 1.0 | PDU rating plate |  |  | HLE
103 | 5 | 1 |  | CTAComponent | 46-303268P1 | 10 | Release | Each | 1.0 | PRODUCT LOCATOR CARD FORM FOR RATING PLATES, PRINTED BY DUPLITECH | 25823-46-303268P1 | DL3 | CTZ
104 | 4 | 10 |  | CTAComponent | 5459238 | 1 | Release | Each | 1.0 | table rating plate |  |  | HLE
105 | 5 | 1 |  | CTAComponent | 46-303268P1 | 10 | Release | Each | 1.0 | PRODUCT LOCATOR CARD FORM FOR RATING PLATES, PRINTED BY DUPLITECH | 25823-46-303268P1 | DL3 | CTZ
106 | 4 | 8 |  | CTAComponent | 5442735 | 1 | Release | Each | 1.0 | generator rating plate |  |  | HLE
107 | 5 | 1 |  | CTAComponent | 46-303268P1 | 10 | Release | Each | 1.0 | PRODUCT LOCATOR CARD FORM FOR RATING PLATES, PRINTED BY DUPLITECH | 25823-46-303268P1 | DL3 | CTZ
108 | 4 | 9 |  | CTAComponent | 5446751 | 1 | Release | Each | 1.0 | console rating plate |  |  | HLE
109 | 5 | 1 |  | CTAComponent | 46-303268P1 | 10 | Release | Each | 1.0 | PRODUCT LOCATOR CARD FORM FOR RATING PLATES, PRINTED BY DUPLITECH | 25823-46-303268P1 | DL3 | CTZ
110 | 4 | 5 |  | CTAComponent | 5449177 | 1 | Release | Each | 2.0 | HV Cable Label+ |  |  | HLE
111 | 4 | 2 |  | CTAComponent | 2132620 | 2 | Release | Each | 1.0 | EMC LABEL CLASS A GROUP 1 | 19212-201814 | DURATECH | PET
112 | 4 | 25 |  | CTAComponent | 5457744-EN | 1 | Release | Each | 1.0 | Danger label 2 |  |  | CCX
113 | 4 | 12 |  | CTAComponent | 5453315 | 4 | Release | Each | 1.0 | Label ISO 7010-M002 for IEC V3 |  |  | HLE
114 | 4 | 24 |  | CTAComponent | 5456962-EN | 2 | Release | Each | 1.0 | Warning label1 |  |  | CCX
115 | 4 | 26 |  | CTAComponent | 5439526-EN | 1 | Release | Each | 1.0 | Caution label1 |  |  | CCX
116 | 4 | 13 |  | CTAComponent | 5474222 | 4 | Release | Each | 1.0 | PS800_R system II rating label 50KW |  |  | CCX
117 | 3 | 14 |  | CTAComponent | 5123312-3 | 1 | Release | Each | 1.0 | CPI Generator Console PSP |  |  | CCX
118 | 3 | 4 |  | ECCCollectorPart | 5479496 | 1 | Release | Each | 1.0 | YS-51 collimator collector |  |  | HLE
119 | 4 | 2 |  | CTAAssembly | 5125731-1 | 1 | Release | Each | 1.0 | R-500 AND VR FILTER1 ASSEMBLY |  |  | HLE
120 | 5 | 2 |  | CTAComponent | 5125730-1 | 1 | Release | Each | 1.0 | R500 AND VR FILTER LABEL1 |  |  | HLE
121 | 5 | 1 |  | CTAComponent | 5125729-1 | 2 | Release | Each | 1.0 | R500 and VR Filter 1 |  |  | HLE
122 | 5 | 3 |  | CTAComponent | 5125730-7 | 2 | Release | Each | 1.0 | Filter instruction |  |  | HLE
123 | 4 | 1 |  | CTAComponent | 5167951 | 10 | Release | Each | 1.0 | PS800+ collimator for global |  |  | CCX
124 | 4 | 3 |  | CTAAssembly | 5125731-2 | 1 | Release | Each | 1.0 | R-500 AND VR FILTER2 ASSEMBLY |  |  | HLE
125 | 5 | 1 |  | CTAComponent | 5125729-2 | 2 | Release | Each | 1.0 | R500 and VR Filter 2 |  |  | HLE
126 | 5 | 2 |  | CTAComponent | 5125730-2 | 1 | Release | Each | 1.0 | R500 and VR Filter Label 2 |  |  | HLE
127 | 5 | 3 |  | CTAComponent | 5125730-7 | 2 | Release | Each | 1.0 | Filter instruction |  |  | HLE
128 | 4 | 4 |  | CTAComponent | 2206-M6N-05 | 1 | Release | Each | 4.0 | Nord Lock Locking Washer, Standard Series, M6, Steel, Zinc Flake Coated, RoHS Fastener | 24432-O167039 A0996-5523982 24140-M6/-/NWSTWA/DAB | FASTENAL BOSSARD TR FORMAC DIV OF TR FASTENINGS | STM
129 | 3 | 2 |  | CTAAssembly | 5480081 | 2 | Release | Each | 1.0 | A-196 X-ray tube assembly for Precision THUNIS-800+ |  |  | CCX
130 | 4 | 2 |  | CTAAssembly | 5479445 | 3 | Release | Each | 1.0 | Tube holder for A196 |  |  | HLE
131 | 5 | 2 |  | CTAComponent | 5457707 | 3 | Release | Each | 2.0 | Table tube tilt Button and Cable |  |  | HLE
132 | 5 | 4 |  | CTAComponent | 1000-M8C025-04 | 3 | Release | Each | 4.0 | Hexagon Socket Head Cap Screw, M8-1.25, X25mm Long, Grade 8.8 Steel, Zinc Plated, RoHS Fastener | 11060-M8C25KCSC9Z6/912 20589-ZS2580025ZP0000 24140-M8/25/SOHTCS/TC1D/DIN912 10487-1000-M8C025-04 | ANIXTER FASTENAL COMPANY TR FORMAC DIV OF TR FASTENINGS OHTA | STM
133 | 5 | 5 |  | CTAComponent | 2000-M8-03 | 2 | Release | Each | 4.0 | Flat Washer, ISO7089, M8, Steel 200HV, Zinc Plated, RoHS Fastener | 11060-M8NWSFSTZ6/125ATP 20589-10948-03458 25114-2000-M8-03 | ANIXTER FASTENAL COMPANY TR FORMAC SHANGHAI PTE LTD | STM
134 | 5 | 3 |  | CTAComponent | 1000-M4C045-04 | 1 | Release | Each | 4.0 | Hexagon Socket Head Cap Screw, M4-0.7, X45mm Long, Grade 8.8 Steel, Zinc Plated, RoHS Fastener | 11060-M4C45KCSC9Z6/912 A0996-BN 4 M4 x 45mm CR6+FREE 24140-M4/45/SOHTCS/TC1D/DIN912 24432-11103203 | ANIXTER BOSSARD TR FORMAC DIV OF TR FASTENINGS FASTENAL | STM
135 | 5 | 1 |  | CTAAssembly | 5436108 | 5 | Release | Each | 1.0 | Tube bracket assembly for A196 |  |  | CCX
136 | 6 | 2 |  | CTAComponent | 5492696 | 1 | Release | Each | 1.0 | Tube inside clamp 2 |  |  | CCX
137 | 6 | 1 |  | CTAComponent | 5492695 | 1 | Release | Each | 1.0 | Tube inside clamp 1 |  |  | CCX
138 | 6 | 6 |  | CTAComponent | 5492698 | 1 | Release | Each | 1.0 | Tube inside clamp 4 |  |  | CCX
139 | 6 | 5 |  | CTAComponent | 5492697 | 1 | Release | Each | 1.0 | Tube inside clamp 3 |  |  | CCX
140 | 6 | 4 |  | CTAAssembly | 5492700 | 1 | Release | Each | 1.0 | Tube outside clamp 2 |  |  | CCX
141 | 7 | 2 |  | CTAComponent | 5492702 | 1 | Release | Each | 1.0 | Clamp 2 |  |  | CCX
142 | 7 | 1 |  | CTAComponent | 5492701 | 1 | Release | Each | 1.0 | Clamp 1 |  |  | CCX
143 | 7 | 5 |  | CTAComponent | 2106-M5-14 | 1 | Release | Each | 4.0 | Spring Lock Washer with Flat Ends JIS B1251, M5, Spring Stainless Steel, Rohs Fastener | 24140-2106-M5-14 | TR FORMAC DIV OF TR FASTENINGS | STM
144 | 7 | 3 |  | CTAComponent | 1000-M5C020-04 | 4 | Release | Each | 4.0 | Hexagon Socket Head Cap Screw, M5-0.8, X20mm Long, Grade 8.8 Steel, Zinc Plated, RoHS Fastener | 11060-M5C20KCSC9Z6/912 24140-M5/20/SOHTCS/TC1D/DIN912 10487-1000-M5C020-04 20589-11103212 A0996-BN 4 M5 x 20mm CR6+FREE | ANIXTER TR FORMAC DIV OF TR FASTENINGS OHTA FASTENAL COMPANY BOSSARD | STM
145 | 7 | 4 |  | CTAComponent | 2000-M5-03 | 5 | Release | Each | 4.0 | Flat Washer, ISO7089, M5, Steel 200HV, Zinc Plated, RoHS Fastener | A0996-BN343-M5 CR3 11060-M5NWSFSTZ6/125ATP 20589-10948-03456 24140-M5/-/PWSTWA/TC1/DIN125 10487-7130111-5 | BOSSARD ANIXTER FASTENAL COMPANY TR FORMAC DIV OF TR FASTENINGS OHTA | STM
146 | 6 | 3 |  | CTAAssembly | 5492699 | 1 | Release | Each | 1.0 | Tube outside clamp 1 |  |  | CCX
147 | 7 | 1 |  | CTAComponent | 5492701 | 1 | Release | Each | 1.0 | Clamp 1 |  |  | CCX
148 | 7 | 2 |  | CTAComponent | 5492702 | 1 | Release | Each | 1.0 | Clamp 2 |  |  | CCX
149 | 7 | 3 |  | CTAComponent | 1000-M5C020-04 | 4 | Release | Each | 4.0 | Hexagon Socket Head Cap Screw, M5-0.8, X20mm Long, Grade 8.8 Steel, Zinc Plated, RoHS Fastener | 11060-M5C20KCSC9Z6/912 24140-M5/20/SOHTCS/TC1D/DIN912 10487-1000-M5C020-04 20589-11103212 A0996-BN 4 M5 x 20mm CR6+FREE | ANIXTER TR FORMAC DIV OF TR FASTENINGS OHTA FASTENAL COMPANY BOSSARD | STM
150 | 7 | 5 |  | CTAComponent | 2106-M5-14 | 1 | Release | Each | 4.0 | Spring Lock Washer with Flat Ends JIS B1251, M5, Spring Stainless Steel, Rohs Fastener | 24140-2106-M5-14 | TR FORMAC DIV OF TR FASTENINGS | STM
151 | 7 | 4 |  | CTAComponent | 2000-M5-03 | 5 | Release | Each | 4.0 | Flat Washer, ISO7089, M5, Steel 200HV, Zinc Plated, RoHS Fastener | A0996-BN343-M5 CR3 11060-M5NWSFSTZ6/125ATP 20589-10948-03456 24140-M5/-/PWSTWA/TC1/DIN125 10487-7130111-5 | BOSSARD ANIXTER FASTENAL COMPANY TR FORMAC DIV OF TR FASTENINGS OHTA | STM
152 | 6 | 9 |  | CTAAssembly | 5492705 | 1 | Release | Each | 1.0 | Locking device ASM |  |  | CCX
153 | 7 | 2 |  | CTAComponent | 5492707 | 1 | Release | Each | 1.0 | Locking device lever |  |  | CCX
154 | 7 | 3 |  | CTAComponent | 5492708 | 1 | Release | Each | 1.0 | Locking device pin |  |  | CCX
155 | 7 | 1 |  | CTAComponent | 5492706 | 1 | Release | Each | 1.0 | Locking device bracket |  |  | CCX
156 | 7 | 4 |  | CTAComponent | 5495676 | 1 | Release | Each | 1.0 | Circlip for shaft_DE-6 |  |  | CCX
157 | 6 | 10 |  | CTAComponent | 5492710 | 1 | Release | Each | 4.0 | Cover mounting screw |  |  | CCX
158 | 6 | 8 |  | CTAComponent | 5461795 | 1 | Release | Each | 1.0 | Fan bracket |  |  | CCX
159 | 6 | 7 |  | CTAAssembly | 5454548 | 1 | Release | Each | 1.0 | Handle ASM |  |  | CCX
160 | 7 | 2 |  | CTAAssembly | 5492703 | 1 | Release | Each | 1.0 | Handle |  |  | CCX
161 | 8 | 1 |  | CTAComponent | 5449817 | 1 | Release | Each | 1.0 | Rectangular tube |  |  | CCX
162 | 8 | 2 |  | CTAAssembly | 5444515 | 1 | Release | Each | 1.0 | Handle |  |  | CCX
163 | 9 | 2 |  | CTAComponent | 5437365 | 1 | Release | Each | 2.0 | Switch mounting plate |  |  | CCX
164 | 9 | 1 |  | CTAComponent | 5451400 | 1 | Release | Each | 1.0 | Pipe |  |  | CCX
165 | 7 | 1 |  | CTAComponent | 5492799 | 1 | Release | Each | 1.0 | Handle bracket |  |  | CCX
166 | 6 | 12 |  | CTAAssembly | 5492716 | 1 | Release | Each | 1.0 | Locking screw |  |  | CCX
167 | 7 | 2 |  | CTAComponent | 5492715 | 1 | Release | Each | 1.0 | Screw |  |  | CCX
168 | 7 | 3 |  | CTAComponent | 4001-M4L010-30 | 2 | Release | Each | 1.0 | Spring Pin, ISO 8752, 4mm Diameter X 10mm Long, Stainless Steel, RoHS Fastener | 11060-M4R10PRPSJ/1481 A0996-BN 337 M4 x 10mm CR6 + Free 20589-O131787 | ANIXTER BOSSARD FASTENAL COMPANY | STM
169 | 7 | 1 |  | CTAComponent | 5492714 | 1 | Release | Each | 1.0 | Nut |  |  | CCX
170 | 6 | 13 |  | CTAAssembly | 5438744 | 1 | Release | Each | 1.0 | Electromagnetic brake ASM |  |  | CCX
171 | 7 | 1 |  | CTAAssembly | 5495284 | 1 | Release | Each | 1.0 | Braking shaft ASM |  |  | CCX
172 | 8 | 2 |  | CTAComponent | 5436068 | 1 | Release | Each | 1.0 | Connecting plate |  |  | CCX
173 | 8 | 1 |  | CTAComponent | 5445368 | 1 | Release | Each | 1.0 | Shaft |  |  | CCX
174 | 7 | 3 |  | CTAAssembly | 5492724 | 1 | Release | Each | 1.0 | Brake bracket |  |  | CCX
175 | 8 | 2 |  | CTAComponent | 5492721 | 1 | Release | Each | 1.0 | Plate 1 |  |  | CCX
176 | 8 | 4 |  | CTAComponent | 5492723 | 1 | Release | Each | 2.0 | Plate 3 |  |  | CCX
177 | 8 | 3 |  | CTAComponent | 5492722 | 1 | Release | Each | 2.0 | Plate 2 |  |  | CCX
178 | 8 | 1 |  | CTAComponent | 5492720 | 1 | Release | Each | 1.0 | Sleeve |  |  | CCX
179 | 8 | 6 |  | CTAComponent | 4001-M4L010-30 | 2 | Release | Each | 2.0 | Spring Pin, ISO 8752, 4mm Diameter X 10mm Long, Stainless Steel, RoHS Fastener | 11060-M4R10PRPSJ/1481 A0996-BN 337 M4 x 10mm CR6 + Free 20589-O131787 | ANIXTER BOSSARD FASTENAL COMPANY | STM
180 | 8 | 5 |  | CTAComponent | 5492725 | 1 | Release | Each | 1.0 | Positioning sleeve |  |  | CCX
181 | 7 | 6 |  | CTAComponent | 5441134 | 1 | Release | Each | 1.0 | End plate |  |  | CCX
182 | 7 | 5 |  | CTAComponent | 5450473 | 1 | Release | Each | 1.0 | Shaft sleeve 2 |  |  | CCX
183 | 7 | 4 |  | CTAComponent | 5492726 | 1 | Release | Each | 1.0 | Key |  |  | CCX
184 | 7 | 2 |  | CTAComponent | 5448410 | 1 | Release | Each | 1.0 | Shaft sleeve1 |  |  | CCX
185 | 7 | 10 |  | CTAAssembly | 5492768 | 1 | Release | Each | 1.0 | Limited screw |  |  | CCX
186 | 8 | 2 |  | CTAComponent | 5492767 | 1 | Release | Each | 1.0 | Nylon head |  |  | CCX
187 | 8 | 1 |  | CTAComponent | 5492766 | 1 | Release | Each | 1.0 | M8_Screw |  |  | CCX
188 | 7 | 8 |  | CTAComponent | 5492739 | 2 | Release | Each | 1.0 | Positioning device cover |  |  | CCX
189 | 7 | 9 |  | CTAAssembly | 5492741 | 1 | Release | Each | 1.0 | Micro switch ASM_tilt |  |  | CCX
190 | 8 | 2 |  | CTAComponent | 5461564 | 2 | Release | Each | 1.0 | MICRO SWITCH |  |  | HLE
191 | 8 | 4 |  | CTAComponent | 5459257 | 1 | Release | Each | 1.0 | thread hole plate |  |  | CCX
192 | 8 | 3 |  | CTAComponent | C1213-M4C030-14 | 1 | Release | Each | 2.0 | GB_T 9074.8，M4x30mm，Grade 4.8 Steel，Zinc finish，RoHS Fastener | 25114-M4/30/PPSTPS/TC1/GB9074.8 | TR FORMAC SHANGHAI PTE LTD | HLE
193 | 8 | 1 |  | CTAComponent | 5492740 | 1 | Release | Each | 1.0 | Micro switch bracket |  |  | CCX
194 | 8 | 6 |  | CTAComponent | 5447590 | 1 | Release | Each | 1.0 | through hole plate |  |  | CCX
195 | 8 | 5 |  | CTAComponent | 5460819 | 1 | Release | Each | 1.0 | insulation piece |  |  | CCX
196 | 7 | 7 |  | CTAAssembly | 5492738 | 1 | Release | Each | 1.0 | Positioning device |  |  | CCX
197 | 8 | 1 |  | CTAComponent | 5492727 | 1 | Release | Each | 1.0 | Fixed shaft 1 |  |  | CCX
198 | 8 | 3 |  | CTAComponent | 5492729 | 1 | Release | Each | 1.0 | Lever |  |  | CCX
199 | 8 | 4 |  | CTAAssembly | 5492734 | 1 | Release | Each | 1.0 | Wheel ASM |  |  | CCX
200 | 9 | 2 |  | CTAComponent | 5492731 | 1 | Release | Each | 1.0 | Pin |  |  | CCX
201 | 9 | 3 |  | CTAComponent | 5492732 | 1 | Release | Each | 1.0 | Wheel |  |  | CCX
202 | 9 | 1 |  | CTAComponent | 5492730 | 1 | Release | Each | 1.0 | Wheel bracket |  |  | CCX
203 | 9 | 4 |  | CTAComponent | 5492733 | 1 | Release | Each | 1.0 | Circlip for shaft_DE-4 |  |  | CCX
204 | 8 | 2 |  | CTAComponent | 5492728 | 1 | Release | Each | 1.0 | Fixed shaft 2 |  |  | CCX
205 | 8 | 6 |  | CTAComponent | 1000-M4C012-04 | 4 | Release | Each | 2.0 | Hexagon Socket Head Cap Screw, M4-0.7, X12mm Long, Grade 8.8 Steel, Zinc Plated, RoHS Fastener | 11060-M4C12KCSC9Z6/912 24140-M4/12/SOHTCS/TC1D/DIN912 20589-10948-03232 10487-1000-M4C012-04 A0996-BN 4 M4 X 12mm CR6+FREE | ANIXTER TR FORMAC DIV OF TR FASTENINGS FASTENAL COMPANY OHTA BOSSARD | STM
206 | 8 | 7 |  | CTAComponent | 2000-M4-03 | 3 | Release | Each | 2.0 | FLAT WASHER - NORMAL SERIES, ISO 7089, M4 CLASS 200H STEEL, ZINC PLATED RoHS FASTENER | 24140-M4/-/PWSTWA/TC1/DIN125 10487-2000-M4-03 A0996-BN 343 M4 CR6+FREE 24432-11103691 11060-M4NWSFSTZ6/125ATP | TR FORMAC DIV OF TR FASTENINGS OHTA BOSSARD FASTENAL ANIXTER | STM
207 | 8 | 5 |  | CTAComponent | 5492735 | 1 | Release | Each | 1.0 | Spring |  |  | CCX
208 | 8 | 8 |  | CTAComponent | C2106-M4-02 | 3 | Release | Each | 2.0 | Spring Lock Washer, M4, Zinc plated, Rohs Fastener | 24140-C2106-M4-02 | TR FORMAC DIV OF TR FASTENINGS | HLE
209 | 8 | 10 |  | CTAComponent | 3001-M12C-27 | 1 | Release | Each | 1.0 | Hexagon Thin Nut, ISO4035, M12-1.75, Grade 04 Steel, Zinc Plated, RoHS Fastener | 20589-10948-03716 11060-M12CNFJSTZ6/4035 | FASTENAL COMPANY ANIXTER | STM
210 | 8 | 9 |  | CTAComponent | 5495677 | 1 | Release | Each | 1.0 | Circlip for shaft_DE-8 |  |  | CCX
211 | 7 | 12 |  | CTAComponent | 1000-M5C016-04 | 5 | Release | Each | 4.0 | Hexagon Socket Head Cap Screw, M5-0.8, X16mm Long, Grade 8.8 Steel, Zinc Plated, RoHS Fastener | 11060-M5C16KCSC9Z6/912 24140-M5/16/SOHTCS/TC1D/DIN912 10487-1000-M5C016-04 20589-ZS2540016ZP0000 A0996-BN 4 M5 x 16mm CR6+FREE | ANIXTER TR FORMAC DIV OF TR FASTENINGS OHTA FASTENAL COMPANY BOSSARD | STM
212 | 7 | 13 |  | CTAComponent | 1000-M6C016-04 | 4 | Release | Each | 4.0 | Hexagon Socket Head Cap Screw, M6-1, X16mm Long, Grade 8.8 Steel, Zinc Plated, RoHS Fastener | 20589-10948-03239 10487-1000-M6C016-04 24140-M6/16/SOHTCS/TC1D/DIN912 11060-M6C16KCSC9Z6/912 A0996-BN 4 M6 x 16mm CR6+FREE | FASTENAL COMPANY OHTA TR FORMAC DIV OF TR FASTENINGS ANIXTER BOSSARD | STM
213 | 7 | 11 |  | CTAComponent | 1000-M5C012-04 | 5 | Release | Each | 2.0 | Hexagon Socket Head Cap Screw, M5-0.8, X12mm Long, Grade 8.8 Steel, Zinc Plated, RoHS Fastener | 11060-M5C12KCSC9Z6/912 10487-1000-M5C012-04 24140-M5/12/SOHTCS/TC1D/DIN912 20589-ZS2540012ZP0000 A0996-BN 3 M5x12mm CR6+FREE | ANIXTER OHTA TR FORMAC DIV OF TR FASTENINGS FASTENAL COMPANY BOSSARD | STM
214 | 7 | 15 |  | CTAComponent | 2000-M6-03 | 3 | Release | Each | 4.0 | Flat Washer, ISO7089, M6, Steel 200HV, Zinc Plated, RoHS Fastener | 20589-10948-03457 10487-2000-M6-03 11060-M6NWSFSTZ6/125ATP 24140-M6/-/PWSTWA/TC1/DIN125 | FASTENAL COMPANY OHTA ANIXTER TR FORMAC DIV OF TR FASTENINGS | STM
215 | 7 | 14 |  | CTAComponent | 2000-M5-03 | 5 | Release | Each | 4.0 | Flat Washer, ISO7089, M5, Steel 200HV, Zinc Plated, RoHS Fastener | A0996-BN343-M5 CR3 11060-M5NWSFSTZ6/125ATP 20589-10948-03456 24140-M5/-/PWSTWA/TC1/DIN125 10487-7130111-5 | BOSSARD ANIXTER FASTENAL COMPANY TR FORMAC DIV OF TR FASTENINGS OHTA | STM
216 | 7 | 18 |  | CTAComponent | C2106-M8-80 | 1 | Release | Each | 1.0 | GB_T 93，M8，Spring Steel，Black Oxide finish，RoHS Fastener | 25114-M8/-/SRSTWA/BO/GB93 | TR FORMAC SHANGHAI PTE LTD | HLE
217 | 7 | 17 |  | CTAComponent | C2106-M6-02 | 3 | Release | Each | 4.0 | Spring Lock Washer, M6, Zinc plated, Rohs Fastener | 24140-C2106-M6-02 | TR FORMAC DIV OF TR FASTENINGS | HLE
218 | 7 | 16 |  | CTAComponent | 2000-M8-03 | 2 | Release | Each | 1.0 | Flat Washer, ISO7089, M8, Steel 200HV, Zinc Plated, RoHS Fastener | 11060-M8NWSFSTZ6/125ATP 20589-10948-03458 25114-2000-M8-03 | ANIXTER FASTENAL COMPANY TR FORMAC SHANGHAI PTE LTD | STM
219 | 7 | 20 |  | CTAComponent | 2206-M5N-05 | 1 | Release | Each | 2.0 | Nord Lock Locking Washer, Standard Series, M5, Steel, Zinc Flake Coated, RoHS Fastener | 24432-O162562 A0996-3220543 24140-M5/-/NWSTWA/DAB | FASTENAL BOSSARD TR FORMAC DIV OF TR FASTENINGS | STM
220 | 7 | 19 |  | CTAComponent | 2106-M5-14 | 1 | Release | Each | 4.0 | Spring Lock Washer with Flat Ends JIS B1251, M5, Spring Stainless Steel, Rohs Fastener | 24140-2106-M5-14 | TR FORMAC DIV OF TR FASTENINGS | STM
221 | 7 | 22 |  | CTAComponent | 5462294 | 2 | Release | Each | 1.0 | Electromagnetic brake |  |  | CCX
222 | 7 | 23 |  | CTAComponent | 5453714 | 1 | Release | Each | 2.0 | Bearing NSK 6007ZZ |  |  | CCX
223 | 7 | 21 |  | CTAComponent | 3000-M8C-04 | 1 | Release | Each | 1.0 | Hexagon Nut, ISO4032, M8-1.25, Grade 8 Steel, Zinc Plated, RoHS Fastener | 20589-10948-03689 11060-M8CNFHSTZ6/934 | FASTENAL COMPANY ANIXTER | STM
224 | 7 | 25 |  | CTAComponent | 5492770 | 1 | Release | Each | 1.0 | Circlip for hole-GB893.1-86 62 Series Fastener Drawing RoHS Compliant |  |  | CCX
225 | 7 | 24 |  | CTAComponent | 5492769 | 1 | Release | Each | 1.0 | Circlip for shaft-GB894.1-86 35 Series Fastener Drawing RoHS Compliant |  |  | CCX
226 | 6 | 11 |  | CTAAssembly | 5492713 | 1 | Release | Each | 6.0 | Supporting bearing ASM |  |  | CCX
227 | 7 | 2 |  | CTAComponent | 5492711 | 1 | Release | Each | 1.0 | Bearing NSK 6800ZZ |  |  | CCX
228 | 7 | 3 |  | CTAComponent | C2106-M8-80 | 1 | Release | Each | 1.0 | GB_T 93，M8，Spring Steel，Black Oxide finish，RoHS Fastener | 25114-M8/-/SRSTWA/BO/GB93 | TR FORMAC SHANGHAI PTE LTD | HLE
229 | 7 | 1 |  | CTAComponent | 5492712 | 1 | Release | Each | 1.0 | Shaft |  |  | CCX
230 | 6 | 15 |  | CTAComponent | 1000-M5C012-04 | 5 | Release | Each | 10.0 | Hexagon Socket Head Cap Screw, M5-0.8, X12mm Long, Grade 8.8 Steel, Zinc Plated, RoHS Fastener | 11060-M5C12KCSC9Z6/912 10487-1000-M5C012-04 24140-M5/12/SOHTCS/TC1D/DIN912 20589-ZS2540012ZP0000 A0996-BN 3 M5x12mm CR6+FREE | ANIXTER OHTA TR FORMAC DIV OF TR FASTENINGS FASTENAL COMPANY BOSSARD | STM
231 | 6 | 16 |  | CTAComponent | 1000-M8C025-04 | 3 | Release | Each | 6.0 | Hexagon Socket Head Cap Screw, M8-1.25, X25mm Long, Grade 8.8 Steel, Zinc Plated, RoHS Fastener | 11060-M8C25KCSC9Z6/912 20589-ZS2580025ZP0000 24140-M8/25/SOHTCS/TC1D/DIN912 10487-1000-M8C025-04 | ANIXTER FASTENAL COMPANY TR FORMAC DIV OF TR FASTENINGS OHTA | STM
232 | 6 | 14 |  | CTAComponent | 1000-M4C020-04 | 4 | Release | Each | 8.0 | Hexagon Socket Head Cap Screw, M4-0.7, X20mm Long, Grade 8.8 Steel, Zinc Plated, RoHS Fastener | 11060-M4C20KCSC9Z6/912 10487-1000-M4C020-04 20589-10948-03234 24140-M4/20/SOHTCS/TC1D/ISO4762 | ANIXTER OHTA FASTENAL COMPANY TR FORMAC DIV OF TR FASTENINGS | STM
233 | 6 | 19 |  | CTAComponent | 2000-M8-03 | 2 | Release | Each | 6.0 | Flat Washer, ISO7089, M8, Steel 200HV, Zinc Plated, RoHS Fastener | 11060-M8NWSFSTZ6/125ATP 20589-10948-03458 25114-2000-M8-03 | ANIXTER FASTENAL COMPANY TR FORMAC SHANGHAI PTE LTD | STM
234 | 6 | 18 |  | CTAComponent | 2000-M6-03 | 3 | Release | Each | 2.0 | Flat Washer, ISO7089, M6, Steel 200HV, Zinc Plated, RoHS Fastener | 20589-10948-03457 10487-2000-M6-03 11060-M6NWSFSTZ6/125ATP 24140-M6/-/PWSTWA/TC1/DIN125 | FASTENAL COMPANY OHTA ANIXTER TR FORMAC DIV OF TR FASTENINGS | STM
235 | 6 | 17 |  | CTAComponent | 2000-M5-03 | 5 | Release | Each | 6.0 | Flat Washer, ISO7089, M5, Steel 200HV, Zinc Plated, RoHS Fastener | A0996-BN343-M5 CR3 11060-M5NWSFSTZ6/125ATP 20589-10948-03456 24140-M5/-/PWSTWA/TC1/DIN125 10487-7130111-5 | BOSSARD ANIXTER FASTENAL COMPANY TR FORMAC DIV OF TR FASTENINGS OHTA | STM
236 | 6 | 22 |  | CTAComponent | C2106-M4-02 | 3 | Release | Each | 8.0 | Spring Lock Washer, M4, Zinc plated, Rohs Fastener | 24140-C2106-M4-02 | TR FORMAC DIV OF TR FASTENINGS | HLE
237 | 6 | 23 |  | CTAComponent | C2106-M6-02 | 3 | Release | Each | 2.0 | Spring Lock Washer, M6, Zinc plated, Rohs Fastener | 24140-C2106-M6-02 | TR FORMAC DIV OF TR FASTENINGS | HLE
238 | 6 | 21 |  | CTAComponent | 3000-M8C-04 | 1 | Release | Each | 8.0 | Hexagon Nut, ISO4032, M8-1.25, Grade 8 Steel, Zinc Plated, RoHS Fastener | 20589-10948-03689 11060-M8CNFHSTZ6/934 | FASTENAL COMPANY ANIXTER | STM
239 | 6 | 20 |  | CTAComponent | 2106-M5-14 | 1 | Release | Each | 10.0 | Spring Lock Washer with Flat Ends JIS B1251, M5, Spring Stainless Steel, Rohs Fastener | 24140-2106-M5-14 | TR FORMAC DIV OF TR FASTENINGS | STM
240 | 6 | 27 |  | CTAComponent | 4001-M5L020-30 | 2 | Release | Each | 4.0 | Spring Pin, ISO 8752, 5mm Diameter X 20mm Long, Stainless Steel, RoHS Fastener | 11060-M5R20PRPSJ/1481 A0996-BN 337 M5 x 20mm CR6 + Free 20589-O131809 | ANIXTER BOSSARD FASTENAL COMPANY | STM
241 | 6 | 25 |  | CTAComponent | C1213-M5C012-14 | 1 | Release | Each | 2.0 | GB_T 9074.8，M5x12mm，Grade 4.8 Steel，Zinc finish，RoHS Fastener | 25114-M5/12/PPSTPS/TC1/GB9074.8 | TR FORMAC SHANGHAI PTE LTD | HLE
242 | 6 | 26 |  | CTAComponent | 1000-M6C008-04 | 1 | Release | Each | 2.0 | Hexagon Socket Head Cap Screw, M6-1, X8mm Long, Grade 8.8 Steel, Zinc Plated, RoHS Fastener | 10487-1000-M6C008-04 | OHTA | STM
243 | 6 | 24 |  | CTAComponent | C2106-M8-80 | 1 | Release | Each | 10.0 | GB_T 93，M8，Spring Steel，Black Oxide finish，RoHS Fastener | 25114-M8/-/SRSTWA/BO/GB93 | TR FORMAC SHANGHAI PTE LTD | HLE
244 | 6 | 29 |  | CTAComponent | 1000-M6C020-04 | 4 | Release | Each | 4.0 | Hexagon Socket Head Cap Screw, M6-1, X20mm Long, Grade 8.8 Steel, Zinc Plated, RoHS Fastener | 11060-M6C20KCSC9Z6/912 10487-1000-M6C020-04 24140-M6/20/SOHTCS/TC1D/DIN912 20589-10948-03240 A0996-BN 4 M6 x 20mm CR6+FREE | ANIXTER OHTA TR FORMAC DIV OF TR FASTENINGS FASTENAL COMPANY BOSSARD | STM
245 | 6 | 28 |  | CTAComponent | 2002-M5-02 | 1 | Release | Each | 4.0 | Flat Washer, Small OD Series, ISO7092, M5, Steel 140HV, Zinc Plated, RoHS Fastener | 20589-10948-04491 11060-M5NWSFSTZ6/433 | FASTENAL COMPANY ANIXTER | STM
246 | 5 | 6 |  | CTAComponent | C2106-M8-80 | 1 | Release | Each | 4.0 | GB_T 93，M8，Spring Steel，Black Oxide finish，RoHS Fastener | 25114-M8/-/SRSTWA/BO/GB93 | TR FORMAC SHANGHAI PTE LTD | HLE
247 | 4 | 1 |  | CTAComponent | 5121886 | 4 | Release | Each | 1.0 | A196-B135 X-ray Tube |  |  | HLE
248 | 3 | 3 |  | CTAAssembly | 5479479 | 6 | Release | Each | 1.0 | 12 Inch II assembly |  |  | HLE
249 | 4 | 6 |  | CTAComponent | 3000-M8C-07 | 1 | Release | Each | 4.0 | Hexagon Nut, ISO4032, M8-1.25, Grade 12 Steel, Black Oxide, RoHS Fastener | 20589-10948-03704 A0996-1090143 11060-M8CNFHXDBO/934 | FASTENAL COMPANY BOSSARD ANIXTER | STM
250 | 4 | 11 |  | CTAComponent | C2106-M4-02 | 3 | Release | Each | 1.0 | Spring Lock Washer, M4, Zinc plated, Rohs Fastener | 24140-C2106-M4-02 | TR FORMAC DIV OF TR FASTENINGS | HLE
251 | 4 | 8 |  | CTAComponent | 5461759 | 1 | Release | Each | 3.0 | NYLON BINDING TIE CLAMP KSS CV-180 tie wrap 180x3.6mm Max Bundle Dia 46mm |  |  | HLE
252 | 4 | 7 |  | CTAComponent | 5445685 | 2 | Release | Each | 1.0 | Connection board with 12 inch II |  |  | CCX
253 | 4 | 10 |  | CTAAssembly | 5480483 | 5 | Release | Each | 1.0 | 12inch image chain system |  |  | CCX
254 | 5 | 1 |  | CTAComponent | 5122278 | 1 | Release | Each | 1.0 | CCD Camera |  |  | HLE
255 | 5 | 3 |  | CTAComponent | 5122280 | 1 | Release | Each | 1.0 | Thales AEC control board |  |  | HLE
256 | 5 | 2 |  | CTAComponent | 5122279 | 1 | Release | Each | 1.0 | Optics assembly for storm digital |  |  | HLE
257 | 5 | 5 |  | CTAComponent | 5122282 | 1 | Release | Each | 1.0 | Thales HVPS for storm digital |  |  | HLE
258 | 5 | 6 |  | CTAComponent | 5122285 | 1 | Release | Each | 1.0 | Cable from PCU to CCD Camera |  |  | HLE
259 | 5 | 4 |  | CTAComponent | 5122281 | 1 | Release | Each | 1.0 | Thales Optics control board |  |  | HLE
260 | 5 | 8 |  | CTAComponent | 5455353 | 1 | Release | Each | 1.0 | 12inch Image intensifier tube |  |  | HLE
261 | 5 | 7 |  | CTAComponent | 5441091 | 1 | Release | Each | 1.0 | Thales ADCS |  |  | HLE
262 | 4 | 9 |  | CTAComponent | 5479710 | 3 | Release | Each | 1.0 | Ferrite split core snap-on 28A5776-0A2 |  |  | HLE
263 | 4 | 3 |  | CTAComponent | 2000-M4-03 | 3 | Release | Each | 1.0 | FLAT WASHER - NORMAL SERIES, ISO 7089, M4 CLASS 200H STEEL, ZINC PLATED RoHS FASTENER | 24140-M4/-/PWSTWA/TC1/DIN125 10487-2000-M4-03 A0996-BN 343 M4 CR6+FREE 24432-11103691 11060-M4NWSFSTZ6/125ATP | TR FORMAC DIV OF TR FASTENINGS OHTA BOSSARD FASTENAL ANIXTER | STM
264 | 4 | 4 |  | CTAComponent | 2000-M8-03 | 2 | Release | Each | 4.0 | Flat Washer, ISO7089, M8, Steel 200HV, Zinc Plated, RoHS Fastener | 11060-M8NWSFSTZ6/125ATP 20589-10948-03458 25114-2000-M8-03 | ANIXTER FASTENAL COMPANY TR FORMAC SHANGHAI PTE LTD | STM
265 | 4 | 5 |  | CTAComponent | 2203-M8-07 | 3 | Release | Each | 4.0 | Curved Lock Washer, DIN 128A, M8, Spring Steel, Zinc Plated, RoHS Fastener | 20589-10948-04153 11060-M8NLOCSTMZT/128A | FASTENAL COMPANY ANIXTER | STM
266 | 4 | 2 |  | CTAComponent | 1010-M5C016-14 | 1 | Release | Each | 12.0 | Phillips Flat Head Screw, ISO 7046, M5-0.8, X16mm Long, Grade 4.8 Steel, Zinc Plated, RoHS Fastener | 20589-10948-03516 11060-M5C16MXFSTZ6/965A | FASTENAL COMPANY ANIXTER | STM
267 | 4 | 1 |  | CTAComponent | 1007-M4C010-14 | 2 | Release | Each | 1.0 | Phillips Pan Head Screw, ISO 7045, M4-0.7, X10mm Long, Grade 4.8 Steel, Zinc Plated, RoHS Fastener | 11060-M4C10MXPSTZ6/7985 20589-10948-03570 24140-M4/10/PPSTMC/TC1/ISO7045 | ANIXTER FASTENAL COMPANY TR FORMAC DIV OF TR FASTENINGS | STM
268 | 3 | 1 |  | CTAAssembly | 5443244 | 13 | Release | Each | 1.0 | PSPT800 positioning table for Precision THUNIS-800+ |  |  | CCX
269 | 4 | 2 |  | CTAAssembly | 5479709 | 1 | Release | Each | 1.0 | Table front cover and key board assembly |  |  | HLE
270 | 5 | 2 |  | CTACircuitBoard | 5450689 | 4 | Release | Each | 1.0 | PT800+ Key Board PWA |  |  | HLE
271 | 6 |  | J3 | CTAOOC | 2258543-2 | 1 | Restricted | Each | 1.0 | CONNEC 2,54 70555 8C HEADER R.A | 01525 70555-0077 18996-5-103904-7 | MOLEX TE CONNECTIVITY | STE
272 | 6 |  | S1-S10 | CTAComponent | 5446770 | 1 | Release | Each | 10.0 | short-travel keyswitch |  |  | HLE
273 | 6 |  | J1 | CTAOOC | 2124292-5 | 1 | Restricted | Each | 1.0 | CONNECT TRANSIT 26C HEADER RIGHT ANG | 00214-75867-105LF 01940-821-A026P-AF-C00 00266-N2526-5002RB 10099-09 18 526 6323 | FCI AMPHENOL 3M (MINNESOTA MINING MFG) HARTING | STE
274 | 6 |  | R1,R2 | CTAOOC | 2285457-29 | 1 | Standard | Each | 2.0 | RESISTOR 2.2k OHMS 5 % 500m WATTS | 11962-RC2010JK-072K2L 18981-CRCW20102K20JNE 00006-WCR2010LF222J 02254-MCR50JZHJ222 06725-RK73B2HTTE222J | YAGEO VISHAY IRC ROHM KOA | STE
275 | 6 |  | J2 | CTAOOC | 46-275208P3 | 2 | Restricted | Each | 1.0 | 004 CONT PCB MOUNT HSG RT ANGLE | 01525-70555-0073 | MOLEX | STE
276 | 6 |  | PWB | CTACircuitBoard | 5454811 | 1 | Release | Each | 1.0 | PT800+ Key Board PWB |  |  | HLE
277 | 6 |  | CR1,CR2 | CTAOOC | 5391885 | 1 | Restricted | Each | 2.0 | PROTECTION TRANSIENT SUPPRESSOR, 300W, 24V, SOT23-6 | 21202-SMS24C.TCT | SEMTECH | STE
278 | 5 | 1 |  | CTAAssembly | 5438729 | 3 | Release | Each | 1.0 | Table Front Cover Assembly |  |  | HLE
279 | 6 | 5 |  | CTAComponent | 5437142 | 4 | Release | Each | 1.0 | Table Emergency button and cable |  |  | CCX
280 | 6 | 10 |  | CTAComponent | 5458480 | 1 | Release | Each | 1.0 | Table Key board Cable 1 |  |  | HLE
281 | 6 | 13 |  | CTAComponent | 5437918 | 1 | Release | Each | 1.0 | Table tilt Angle LCM ground cable |  |  | HLE
282 | 6 | 15 |  | CTAComponent | 5455340 | 1 | Release | Each | 1.0 | Table Key board ground cable |  |  | HLE
283 | 6 | 14 |  | CTAComponent | 5449151 | 1 | Release | Each | 1.0 | Table tilt Angle LCM cable |  |  | HLE
284 | 6 | 7 |  | CTAComponent | 5439531 | 1 | Release | Each | 1.0 | Cover For Angle Meter |  |  | HLE
285 | 6 | 2 |  | CTAComponent | 5444323 | 3 | Release | Each | 1.0 | Table Film |  |  | CCX
286 | 6 | 1 |  | CTAComponent | 5458520 | 4 | Release | Each | 1.0 | Table Front Cover |  |  | CCX
287 | 6 | 6 |  | CTAAssembly | 5449190 | 2 | Release | Each | 1.0 | Protecting Cover Assembly |  |  | HLE
288 | 7 | 1 |  | CTAComponent | 5460213 | 2 | Release | Each | 1.0 | angle metre ring |  |  | HLE
289 | 7 | 3 |  | CTAComponent | 5439713 | 1 | Release | Each | 1.0 | Bracket Board |  |  | HLE
290 | 7 | 4 |  | CTAComponent | 5457197 | 1 | Release | Each | 4.0 | Isolated Pole |  |  | HLE
291 | 7 | 2 |  | CTAComponent | 5438149 | 1 | Release | Each | 1.0 | Glass Cover Board |  |  | HLE
292 | 7 | 6 |  | CTAComponent | 1010-M3C006-14 | 1 | Release | Each | 2.0 | Phillips Flat Head Screw, ISO 7046, M3-0.5, X6mm Long, Grade 4.8 Steel, Zinc Plated, RoHS Fastener | 20589-10948-03501 11060-M3C6MXFSTZ6/965A | FASTENAL COMPANY ANIXTER | STM
293 | 7 | 5 |  | CTAComponent | 5459815 | 2 | Release | Each | 1.0 | Angle LCM |  |  | HLE
294 | 7 | 7 |  | CTAComponent | C1213-M3C016-14 | 1 | Release | Each | 4.0 | GB_T 9074.8，M3x16mm，Grade 4.8 Steel，Zinc finish，RoHS Fastener | 25114-M3/16/PPSTPS/TC1/GB9074.8 | TR FORMAC SHANGHAI PTE LTD | HLE
295 | 6 | 16 |  | CTAComponent | 5457708 | 1 | Release | Each | 1.0 | Table Key board ground cable 1 |  |  | HLE
296 | 6 | 9 |  | CTAComponent | 5448614 | 1 | Release | Each | 1.0 | Joint Board |  |  | HLE
297 | 6 | 8 |  | CTAComponent | 5445376 | 1 | Release | Each | 2.0 | L Joint |  |  | HLE
298 | 6 | 3 |  | CTAComponent | 5440272 | 2 | Release | Each | 1.0 | Base For Emergency Switch |  |  | HLE
299 | 6 | 12 |  | CTAComponent | C1213-M4C025-14 | 1 | Release | Each | 8.0 | GB_T 9074.8，M4x25mm，Grade 4.8 Steel，Zinc finish，RoHS Fastener | 25114-M4/25/PPSTPS/TC1/GB9074.8 | TR FORMAC SHANGHAI PTE LTD | HLE
300 | 6 | 11 |  | CTAComponent | C1213-M3C010-14 | 1 | Release | Each | 20.0 | GB_T 9074.8，M3x10mm，Grade 4.8 Steel，Zinc finish，RoHS Fastener | 25114-M3/10/PPSTPS/TC1/GB9074.8 | TR FORMAC SHANGHAI PTE LTD | HLE
301 | 4 | 5 |  | CTAAssembly | 5459270 | 4 | Release | Each | 1.0 | Tube cover assembly for A196 |  |  | CCX
302 | 5 | 1 |  | CTAComponent | 5436865 | 1 | Release | Each | 1.0 | Front cover |  |  | CCX
303 | 5 | 4 |  | CTAComponent | 5445371 | 1 | Release | Each | 1.0 | Angle meter bracket |  |  | CCX
304 | 5 | 3 |  | CTAComponent | 5449362 | 1 | Release | Each | 1.0 | Left cover |  |  | CCX
305 | 5 | 6 |  | CTAComponent | 5459445 | 1 | Release | Each | 1.0 | Shaft |  |  | CCX
306 | 5 | 5 |  | CTAAssembly | 5440480 | 1 | Release | Each | 1.0 | Bearing bracket |  |  | CCX
307 | 6 | 2 |  | CTAComponent | 5437367 | 1 | Release | Each | 1.0 | Bearing base |  |  | CCX
308 | 6 | 1 |  | CTAComponent | 5460209 | 1 | Release | Each | 1.0 | Mounting plate |  |  | CCX
309 | 5 | 2 |  | CTAComponent | 5438925 | 1 | Release | Each | 1.0 | Right cover |  |  | CCX
310 | 5 | 8 |  | CTAComponent | 5461751 | 1 | Release | Each | 1.0 | Balancing block |  |  | CCX
311 | 5 | 10 |  | CTAComponent | 5445366 | 1 | Release | Each | 2.0 | Tube ring |  |  | CCX
312 | 5 | 9 |  | CTAComponent | 5457937 | 1 | Release | Each | 2.0 | Side cover bracket |  |  | CCX
313 | 5 | 7 |  | CTAComponent | 5445372 | 1 | Release | Each | 1.0 | Balancing block bracket |  |  | CCX
314 | 5 | 12 |  | CTAComponent | 5453907 | 1 | Release | Each | 1.0 | Dial |  |  | CCX
315 | 5 | 14 |  | CTAComponent | 5441313 | 1 | Release | Each | 1.0 | Bearing NSK 696 |  |  | CCX
316 | 5 | 13 |  | CTAAssembly | 5492692 | 1 | Release | Each | 1.0 | Front logo |  |  | CCX
317 | 6 | 2 |  | CTAComponent | 5492691 | 1 | Release | Each | 1.0 | Disc frame |  |  | CCX
318 | 6 | 1 |  | CTAComponent | 5492690 | 2 | Release | Each | 1.0 | Transparent disc |  |  | CCX
319 | 5 | 11 |  | CTAComponent | 5436070 | 1 | Release | Each | 2.0 | Side logo |  |  | CCX
320 | 5 | 15 |  | CTAComponent | 1000-M3C010-04 | 4 | Release | Each | 2.0 | Hexagon Socket Head Cap Screw, ISO 4762, M3-0.5, X10mm Long, Grade 8.8 Steel, Zinc Plated, RoHS Fastener | 20589-10948-03226 10487-1000-M3C010-04 24140-M3/10/SOHTCS/TC1D/DIN912 11060-M3C10KCSC9Z6/912 A0996-BN 4 M3 X 10mm CR6+FREE | FASTENAL COMPANY OHTA TR FORMAC DIV OF TR FASTENINGS ANIXTER BOSSARD | STM
321 | 5 | 18 |  | CTAComponent | 1010-M3C006-14 | 1 | Release | Each | 4.0 | Phillips Flat Head Screw, ISO 7046, M3-0.5, X6mm Long, Grade 4.8 Steel, Zinc Plated, RoHS Fastener | 20589-10948-03501 11060-M3C6MXFSTZ6/965A | FASTENAL COMPANY ANIXTER | STM
322 | 5 | 19 |  | CTAComponent | 2000-M3-03 | 2 | Release | Each | 2.0 | WASHER PLAIN - LARGE 3.2 MM 7 MM , HV200, Steel, Zinc plate RoHS Washer | 10487-2000-M3-03 23983-6083737 24140-200-M3-03 | OHTA BOSSARD CHINA TR FORMAC DIV OF TR FASTENINGS | STM
323 | 5 | 17 |  | CTAComponent | 1003-M4C005-31 | 1 | Release | Each | 2.0 | Hexagon Socket Button Head Screw, M4-0.7, X5mm Long, A2-70 Stainless Steel, Passivate, RoHS Fastener | 11060-M4C5KBCSJ/7380 A0996-BN 1593 M4 x 5mm CR6+FREE 24140-M4/5/BHA2MC/PAS/ISO7380 | ANIXTER BOSSARD TR FORMAC DIV OF TR FASTENINGS | STM
324 | 5 | 16 |  | CTAComponent | 1000-M4C008-04 | 6 | Release | Each | 18.0 | Hexagon Socket Head Cap Screw, ISO 4762, M4-0.7, X8mm Long, Grade 8.8 Steel, Zinc Plated, RoHS Fastener | 20589-10948-03230 11060-M4C8KCSC9Z6/912 10487-1000-M4C008-04 A0996-BN 4 M4 X 8mm CR6+FRE 24140-M4/8/SOHTCS/TC1D/ISO4762 | FASTENAL COMPANY ANIXTER OHTA BOSSARD TR FORMAC DIV OF TR FASTENINGS | STM
325 | 5 | 22 |  | CTAComponent | C2106-M4-02 | 3 | Release | Each | 18.0 | Spring Lock Washer, M4, Zinc plated, Rohs Fastener | 24140-C2106-M4-02 | TR FORMAC DIV OF TR FASTENINGS | HLE
326 | 5 | 21 |  | CTAComponent | 2106-M3-05 | 2 | Release | Each | 2.0 | Spring Lock Washer with Flat Ends JIS B1251, M3, Spring Steel, Zinc Plated, Rohs Fastener | 24140-MEP M3/SPSTWA/TC1D/JIS B1251 | TR FORMAC DIV OF TR FASTENINGS | STM
327 | 5 | 20 |  | CTAComponent | 2000-M4-03 | 3 | Release | Each | 10.0 | FLAT WASHER - NORMAL SERIES, ISO 7089, M4 CLASS 200H STEEL, ZINC PLATED RoHS FASTENER | 24140-M4/-/PWSTWA/TC1/DIN125 10487-2000-M4-03 A0996-BN 343 M4 CR6+FREE 24432-11103691 11060-M4NWSFSTZ6/125ATP | TR FORMAC DIV OF TR FASTENINGS OHTA BOSSARD FASTENAL ANIXTER | STM
328 | 5 | 24 |  | CTAComponent | 5491729 | 1 | Release | Each | 1.0 | Disk spring 11.8x6.2 |  |  | CCX
329 | 5 | 23 |  | CTAComponent | 3001-M6C-27 | 3 | Release | Each | 1.0 | Hexagon Thin Nut, ISO4035, M6-1.0, Grade 04 Steel, Zinc Plated, RoHS Fastener | 20589-10948-03713 24140-M6/-/HLST-/TC1D/DIN439B 11060-M6CNFJSTZ6/439B 24140-M6/-/HLST-/TC1/DIN439B A0996-BN124 M6 CR6+FREE | FASTENAL COMPANY TR FORMAC DIV OF TR FASTENINGS ANIXTER TR FORMAC DIV OF TR FASTENINGS BOSSARD | STM
330 | 4 | 7 |  | CTACircuitBoard | 5444620 | 6 | Release | Each | 1.0 | PT800+ Motor board PWA |  |  | CCX
331 | 5 |  | C1 | CTAOOC | 46-230002P14 | 1 | Standard | Each | 1.0 | CAPACITOR 1000 UF 63V ALUMINUM ELECTROLYTIC -55 TO 105 DEG C | 07092 EEUFC1J102U 18981-517D108M063EN6AE3 23515-B41851A8108M00 06533-UPW1J102MHD | PANASONIC VISHAY EPCOS NICHICON CORPORATION | STE
332 | 5 |  | J1 | CTAOOC | 46-296085P3 | 1 | Restricted | Each | 1.0 | CONNECTOR 4 CONTACTS FOR GOLD PLATED CONTACTS SEE 46-2218 60P3. | 18996-641968-1 | TE CONNECTIVITY | STE
333 | 5 |  | J6 | CTAOOC | 46-278307P6 | 1 | Standard | Each | 1.0 | CONNECTOR HEADER 34 EACH WITH EJECTORS | 00266-N3431-6302RB 18996-5499922-8 | 3M (MINNESOTA MINING MFG) TE CONNECTIVITY | STE
334 | 5 |  | D1-D3 | CTAOOC | 46-311083P2 | 3 | Standard | Each | 3.0 | BAV70 SWITCHING DIODE DUAL SER SW VR-70V VF-1.25V 200 MA SOT23 | 18846-BAV70LT1G 18889-BAV 70 E6327 18889-BAV70E6327HTSA1 | ON SEMICONDUCTOR INFINEON TECHNOLOGIES AG INFINEON TECHNOLOGIES AG | STE
335 | 5 |  | R34-R37,R43,R45-R47 | CTAOOC | 46-312792P81 | 6 | Standard | Each | 8.0 | RESISTOR 100 OHMS 1 PERCENT .125 WATTS 100 VOLT 100 PPM TC 0805 PACKAGE | 18981-CRCW0805100RFKE 11962-RC0805FR-07100RL 00006-WCR0805LF1000F 05498-MC08051000FTW 06725-RK73H2ATTD1000F 02254-MCR10EZPF1000 | VISHAY YAGEO IRC RCD COMPONENTS INC. KOA ROHM | STE
336 | 5 |  | R11-R16,R20-R33,R38-R41,R48-R51 | CTAOOC | 46-312792P127 | 5 | Standard | Each | 28.0 | RESISTOR 6.81k OHMS 1 PERCENT .125 WATTS | 11962-RC0805FR-076K81L 05498-MC08056811FTW 00006-WCR0805LF6811F 06725-RK73H2ATTD6811F 18981-CRCW08056K81FKE 02254-MCR10EZPF6811 | YAGEO RCD COMPONENTS INC. IRC KOA VISHAY ROHM | STE
337 | 5 |  | R1-R6 | CTAOOC | 46-312792P24 | 3 | Standard | Each | 6.0 | RESISTOR 20k OHMS 1 PERCENT .125 WATTS | 06725-RK73H2ATTD2002F 05498-MC08052002FTW 18981-CRCW080520K0FKE 00006-WCR0805LF2002F | KOA RCD COMPONENTS INC. VISHAY IRC | STE
338 | 5 |  | J8,J9 | CTAOOC | 2215718 | 1 | Restricted | Each | 2.0 | CONNECTOR_NEW RECTANGULAR, UN 2 EACH | 18996-641964-1 | TE CONNECTIVITY | STE
339 | 5 |  | R7 | CTAOOC | 2125187-111 | 2 | Restricted | Each | 1.0 | RESISTOR, 4K70, 1Percent, 0.25W, THICK FILM, 100PPM, SMD 1206 | 11962-RC1206FR-074K7L 05498-MC12064701FTW 02254-MCR18EZPF4701 00006-WCR1206LF4701F 00078-CR1206FX4701ELF 10302-RMCF1/8-4.7K-1% 06725-RK73H2BTTD4701F 07092-ERJ8ENF4701 18981-CRCW12064K70FKE 10302-RMCF1206FT4K70 | YAGEO RCD COMPONENTS INC. ROHM IRC BOURNS SEI KOA PANASONIC VISHAY SEI | STE
340 | 5 |  | J2,J3 | CTAOOC | 2256195-2 | 1 | Standard | Each | 2.0 | CONNECTOR_NEW RECTANGULAR, UN 3 EACH UNIVERSAL MATE-N-LOC INLINE 3 CONTAC | 18996-350789-1 | TE CONNECTIVITY | STE
341 | 5 |  | J7 | CTAOOC | 2227700-3 | 4 | Standard | Each | 1.0 | CONNECT TRANSIT+LATCH 20C HEADER STR | 18996-2-5499206-4 00266-N3428-6302RB 01940-842-816-2030-435 00214-71918-120LF 10099-09 18 520 5904 | TE CONNECTIVITY 3M (MINNESOTA MINING MFG) AMPHENOL FCI HARTING | STE
342 | 5 |  | J4,J5 | CTAOOC | 2227700 | 4 | Standard | Each | 2.0 | CONNECTOR 2.54 RIBBON CABLE, 2X05POS HEADER, STRAIGHT, LONG LATCH, 0.8UM GOLD, PWB1.6 | 18996-2-5499206-1 01940-842-816-1030-435S 00266-N3793-6302RB 10099-09 18 510 5904 | TE CONNECTIVITY AMPHENOL 3M (MINNESOTA MINING MFG) HARTING | STE
343 | 5 |  | K1-K3,K5 | CTAOOC | 2367881 | 1 | Restricted | Each | 4.0 | RELAIS 24V 1T1R 1250VA 380V 5A CIH | 05249-G6B-2114P-US DC24 | OMRON CORPORATION | STE
344 | 5 |  | K6 | CTAOOC | 2377701-5 | 2 | Standard | Each | 1.0 | RELAY 24VDC COIL, SPST-NO 3KVA 250VAC 12A, PWB | 05249-G2RL-1A DC24 18996-3-1393239-0 | OMRON CORPORATION TE CONNECTIVITY | STE
345 | 5 |  | U1-U4 | CTAOOC | 2364058-4 | 1 | Standard | Each | 4.0 | I.C PHOTOCOUP X4 SOL16 4.4MM | 18981-TCMT4100 22942-ACPL-247-560E | VISHAY AVAGO | STE
346 | 5 |  | Coating | CTAComponent | 5491998 | 1 | Release | Each | 1.0 | conformal coating material |  |  | CCX
347 | 5 |  | PWB | CTACircuitBoard | 5448678 | 2 | Release | Each | 1.0 | PT800+ Motor Board PWB |  |  | CCX
348 | 5 |  | R8 | CTAOOC | 2396319 | 2 | Standard | Each | 1.0 | RESISTOR 51 OHMS 5 PERCENT 10 WATTS | 00006-PWR-10 51R0 5% LF 18981-CPCC1051R00JE | IRC VISHAY | STE
349 | 4 | 11 |  | CTAComponent | 5462259 | 1 | Release | Each | 1.0 | Table Board Interface cable2 |  |  | HLE
350 | 4 | 8 |  | CTAAssembly | 5473932 | 6 | Release | Each | 1.0 | Table Board Assembly |  |  | CCX
351 | 5 |  | jumper | CTAOOC | 2293523 | 2 | Standard | Each | 1.0 | CONNECTOR_NEW SHUNT 2 EACH | 00543 313 1731 000 40 0 18996-390088-1 19042 CF254-060-1 00214-68786-102LF | KONTEK-COMATEL TE CONNECTIVITY NICOMATIC FCI | STE
352 | 5 |  | PDL | CTASoftware | 5473940 | 5 | Release | Each | 1.0 | PT800+ Table Board Firmware |  |  | CCX
353 | 5 |  | PWA | CTACircuitBoard | 5458763 | 4 | Release | Each | 1.0 | PT800+ Table board PWA |  |  | HLE
354 | 6 |  | PWB | CTACircuitBoard | 5451481 | 1 | Release | Each | 1.0 | PT800+ Table board PWB |  |  | HLE
355 | 7 |  | J11,J331,J341 | CTAOOC | 46-221703P17 | 2 | Not Recommended | Each | 3.0 | 025 POS 50 CONT .100 SPACING STRAIGHT W/LONG LATCHES 4-WALL AMP PART IS RESTRICTED DUE TO THE FA CT THAT IT REQUIRES A .250 LONG SCRE W TO RETAIN IT. | 00266 3433-6303 00266 3433-6603 02973 IDH-50PK1-S4-TG30 | 3M (MINNESOTA MINING MFG) 3M (MINNESOTA MINING MFG) ROBINSON NUGENT INC | STA
356 | 7 |  | R53,R132 | CTAOOC | 46-170025P36 | 8 | Not Recommended | Each | 2.0 | RESISTOR 100k OHMS 10 PERCENT .5 WATTS CERMET TOP ADJ 25 TURN. WARNING: Unknown Whisker Risk | 01667-67WR100KLF 18981-T93YA104K 00078-3296W-1-104LF | BI TECHNOLOGIES VISHAY BOURNS | STE
357 | 7 |  | R47,R49,R204,R205,R207-R210,R212,R213 | CTAOOC | 46-286365P30 | 9 | Restricted | Each | 10.0 | RESISTOR 2k OHMS 1 % .25 WATTS 1206 PACKAGE SURFACE MOUNT | 18981-CRCW12062K00FKE 11962-RC1206FR-072KL 06725-RK73H2BTTD2001F 05498-MC12062001FTW 02254-MCR18EZPF2001 | VISHAY YAGEO KOA RCD COMPONENTS INC. ROHM | STE
358 | 7 |  | J15 | CTAOOC | 46-278307P6 | 1 | Standard | Each | 1.0 | CONNECTOR HEADER 34 EACH WITH EJECTORS | 00266-N3431-6302RB 18996-5499922-8 | 3M (MINNESOTA MINING MFG) TE CONNECTIVITY | STE
359 | 7 |  | J1 | CTAOOC | 46-296085P3 | 1 | Restricted | Each | 1.0 | CONNECTOR 4 CONTACTS FOR GOLD PLATED CONTACTS SEE 46-2218 60P3. | 18996-641968-1 | TE CONNECTIVITY | STE
360 | 7 |  | J2 | CTAOOC | 46-238725P1 | 1 | Restricted | Each | 1.0 | CONNECTOR_NEW HDP-20 SERIES PWB MT | 18996-5745071-4 | TE CONNECTIVITY | STE
361 | 7 |  | C136 | CTAOOC | 46-302742P8 | 3 | Standard | Each | 1.0 | CAPACITOR FIXED 1u FARADS 35 VOLTS .138L .110W .075H 3528 SURFACE MOUNT DEVICE | 18981-293D105X9035B2TE3 08390-T491B105K035AT | VISHAY KEMET | STE
362 | 7 |  | D1-D3 | CTAOOC | 46-311083P2 | 3 | Standard | Each | 3.0 | BAV70 SWITCHING DIODE DUAL SER SW VR-70V VF-1.25V 200 MA SOT23 | 18846-BAV70LT1G 18889-BAV 70 E6327 18889-BAV70E6327HTSA1 | ON SEMICONDUCTOR INFINEON TECHNOLOGIES AG INFINEON TECHNOLOGIES AG | STE
363 | 7 |  | TP0-TP13 | CTAOOC | 46-301752P5 | 3 | Standard | Each | 14.0 | CONNECTOR 1 CONTACTS SURFACE MOUNT PRINTED CIRCUIT TEST POINTS | 04947 5016 ZZC70-TP-107-02-1-T | KEYSTONE ELECTRONICS CORP COMPONENTS CORPORATION | STE
364 | 7 |  | R6,R7,R124,R133,R151,R174-R178,R180-R183,R189,R199,R200,R202,R203,R216-R219 | CTAOOC | 46-312792P1 | 6 | Standard | Each | 23.0 | RESISTOR 0 OHM 1PERCENT 125MW 0805 JUMPER SURFACE MOUNTING 0 OHM L .079 W .050 T .018 | 18981-CRCW08050000Z0E 06725-RK73Z2AT 05498-ZC0805TW | VISHAY KOA RCD COMPONENTS INC. | STE
365 | 7 |  | R1-R5,R8,R9,R11,R16,R34-R41,R43-R46,R125,R179,R185-R188,R206 | CTAOOC | 46-312792P11 | 4 | Standard | Each | 28.0 | RESISTOR 2k OHMS 1 % .125 WATTS 100V 100PPM/C | 18981-CRCW08052K00FKE 11623-NRC10F2001TRF 00006-WCR0805LF2001F 06725-RK73H2ATTD2001F 05498-MC08052001FTW | VISHAY NIC COMPONENTS CORPORATION IRC KOA RCD COMPONENTS INC. | STE
366 | 7 |  | K1,K3-K5 | CTAOOC | 46-312336P3 | 4 | Standard | Each | 4.0 | RELAY AND CONTACTOR DPDT 24 V COIL VOLTAGE, CONTACT RATING OF 110 VDC,125 VAC AT 1 AMP | 07092-TQ2SA-24V | PANASONIC | STE
367 | 7 |  | R26-R33,R190-R197 | CTAOOC | 46-312792P17 | 2 | Standard | Each | 16.0 | RESISTOR 475 OHMS 1 % .125 WATTS 100V 0805 CASE SIZE THICK FILM +-100 PPM/C | 11962-RC0805FR-07475RL 00006-WCR0805LF4750F 18981-CRCW0805475RFKE 05498-MC08054750FTW | YAGEO IRC VISHAY RCD COMPONENTS INC. | STE
368 | 7 |  | R12,R51,R52,R66-R91,R93-R123,R147,R173,R184,R198,R201 | CTAOOC | 46-312792P24 | 3 | Standard | Each | 65.0 | RESISTOR 20k OHMS 1 PERCENT .125 WATTS | 06725-RK73H2ATTD2002F 05498-MC08052002FTW 18981-CRCW080520K0FKE 00006-WCR0805LF2002F | KOA RCD COMPONENTS INC. VISHAY IRC | STE
369 | 7 |  | R48,R50,R211,R214,R215 | CTAOOC | 46-312792P81 | 6 | Standard | Each | 5.0 | RESISTOR 100 OHMS 1 PERCENT .125 WATTS 100 VOLT 100 PPM TC 0805 PACKAGE | 18981-CRCW0805100RFKE 11962-RC0805FR-07100RL 00006-WCR0805LF1000F 05498-MC08051000FTW 06725-RK73H2ATTD1000F 02254-MCR10EZPF1000 | VISHAY YAGEO IRC RCD COMPONENTS INC. KOA ROHM | STE
370 | 7 |  | R10,R13-R15,R17-R25,R134-R143,R145,R148,R149,R169-R172 | CTAOOC | 46-312792P13 | 4 | Standard | Each | 30.0 | RESISTOR 1k OHMS 1 PERCENT .125 WATTS 0805 CASE SIZE | 11623-NRC10F1001TRF 05498-MC08051001FTW 18981-CRCW08051K00FKE 06725-RK73H2ATTD1001F 00006-WCR0805LF1001F | NIC COMPONENTS CORPORATION RCD COMPONENTS INC. VISHAY KOA IRC | STE
371 | 7 |  | U1-U12,U27-U29,U31 | CTAOOC | 2118048 | 3 | Restricted | Each | 16.0 | DRIVER-RECEIVER NOT APPLICABLE 4 EAC QUAD LINE RECEIVER DS1489A S014 | 00495-SN75189AD | TEXAS INSTRUMENTS | STE
372 | 7 |  | J4 | CTAOOC | 2106009-6 | 1 | Restricted | Each | 1.0 | CONNEC LOW-PROF TRANSI 10C HEAD STR | 01940 821-A010P-AM-A00 00214-75869-101LF 00266-N2510-6002RB 10099-09 18 510 6324 18996-5103308-1 | AMPHENOL FCI 3M (MINNESOTA MINING MFG) HARTING TE CONNECTIVITY | STE
373 | 7 |  | J14 | CTAOOC | 2117073 | 1 | Not Recommended | Each | 1.0 | CONNECTOR 3 CONTACTS HEADER. WARNING: Unknown Whisker Risk | 18996-171825-3 | TE CONNECTIVITY | STE
374 | 7 |  | U24-U26,U30 | CTAOOC | 2105421 | 1 | Restricted | Each | 4.0 | AMPLIFIER 2 EACH 2 PPM-DEG C 5.2 VOL SINGLE SUPPLY, RAIL TO RAIL LOW POWERFET-INPUT OP AMP | 01649-AD822BRZ | ANALOG DEVICES, INC. | STE
375 | 7 |  | J12,J43 | CTAOOC | 2137666-7 | 1 | Standard | Each | 2.0 | CONNECTOR 8 CONTACTS 600 VOLTS 3 AMP SINGLE ROW .120 STRAIGHT HEADER WITH POLARIZATION SLOTS. | 01525 70545-0042 | MOLEX | STE
376 | 7 |  | J7,J42 | CTAOOC | 2137666-5 | 1 | Standard | Each | 2.0 | CONNECTOR 6 CONTACTS 600 VOLTS 3 AMP SINGLE ROW .120 STRAIGHT HEADER WITH POLARIZATION SLOTS. | 01525 70545-0040 | MOLEX | STE
377 | 7 |  | J3,J5,J6,J9,J13,J16,J17 | CTAOOC | 2137666-2 | 1 | Standard | Each | 7.0 | CONNECTOR 3 CONTACTS 600 VOLTS 3 AMP SINGLE ROW .125 STRAIGHT HEADER WITH POLARIZATION SLOTS. | 01525 70545-0037 | MOLEX | STE
378 | 7 |  | J8 | CTAOOC | 2137666-9 | 1 | Standard | Each | 1.0 | CONNECTOR 10 CONTACTS 600 VOLTS 3 AM SINGLE ROW .120 STRAIGHT HEADER WITH POLARIZATION SLOTS | 01525 70545-0044 | MOLEX | STE
379 | 7 |  | J18 | CTAOOC | 2137666-13 | 1 | Restricted | Each | 1.0 | CONNECTOR 4 CONTACTS 600 VOLTS 3 AM SINGLE ROW .120 STRAIGHT HEADER POLARIZATION SLOTS | 01525 70545-0073 | MOLEX | STE
380 | 7 |  | C6-C8,C21-C29,C34,C35,C40,C41,C44,C49-C60,C62-C90,C92-C94,C96,C97,C99,C101,C103-C123,C137-C140 | CTAOOC | 2187107-6 | 3 | Not Recommended | Each | 90.0 | CAPACITOR FIXED .1u FARADS 50 VOLTS | 08390 C0805C104K5RAC 07945-CL21B104KBCNNNC | KEMET SAMSUNG | STE
381 | 7 |  | U13 | CTAOOC | 2211252-5 | 4 | Standard | Each | 1.0 | LOGIC 74AHC-VHC14 TSSOP14 | 00495-SN74AHC14PWG4 18846-MC74VHC14DTG 00495-SN74AHC14PWE4 00495 SN74AHC14PW | TEXAS INSTRUMENTS ON SEMICONDUCTOR TEXAS INSTRUMENTS TEXAS INSTRUMENTS | STE
382 | 7 |  | J351 | CTAOOC | 2227700-4 | 2 | Standard | Each | 1.0 | CONNECT TRANSIT+LATCH 26C HEADER STR | 00266-N3429-6302RB 10099-09 18 526 5904 01940-842-816-2630-435 18996-2-5499206-6 | 3M (MINNESOTA MINING MFG) HARTING AMPHENOL TE CONNECTIVITY | STE
383 | 7 |  | U15-U23 | CTAOOC | 2196877-12 | 6 | Standard | Each | 9.0 | IC, LOGIC, 74LVC-LCX244, TSSOP20 | 00124-74LCX244TTR 18846-MC74LCX244DTG 19638-LVC244BTELL-E 00495-SN74LVC244APWE4 00495-SN74LVC244APWG4 00495-SN74LVC244APW | ST MICROELECTRONICS ON SEMICONDUCTOR RENESAS TECHNOLOGY CORP TEXAS INSTRUMENTS TEXAS INSTRUMENTS TEXAS INSTRUMENTS | STE
384 | 7 |  | C47 | CTAOOC | 2187107-10 | 2 | Standard | Each | 1.0 | CAPACITOR CERAMIC X7R, 1UF 10Percent, 16V, SMD 0805 | 02862-GRM21BR71C105KA01 19214-0805YC105KAT | MURATA AVX/KYOCERA | STE
385 | 7 |  | Q1-Q4 | CTAOOC | 2235316 | 1 | Restricted | Each | 4.0 | RESEAU-T CMS DAR NPN ULN2003 SOLP16 | 00495-ULN2003AD | TEXAS INSTRUMENTS | STE
386 | 7 |  | C45 | CTAOOC | 2240282-15 | 2 | Standard | Each | 1.0 | CAPACITOR CERAMIC, X7R, 10UF, 10Percent, 16V, SMD 1206 | 03041-C3216X7R1C106K 08390-C1206C106K4RAC 11962-CC1206KKX7R7BB106 03041-C3216X7R1C106K160AC | TDK KEMET YAGEO TDK | STE
387 | 7 |  | C9-C20,C30-C33,C36-C39,C42,C43,C46,C48,C61,C91,C95,C98,C100,C102,C124-C135 | CTAOOC | 2235239-6 | 2 | Standard | Each | 42.0 | CAPACITOR X7R 100NF 10% 16V 0603 | 08390 C0603C104K4RAC 18981-VJ0603Y104KXJ 11962-CC0603KRX7R7BB104 19214-0603YC104KAT | KEMET VISHAY YAGEO AVX/KYOCERA | STE
388 | 7 |  | J10,J41 | CTAOOC | 2227700-10 | 3 | Standard | Each | 2.0 | CONNECT TRANSIT+LATCH 14C HEADER STR | 10099-09 18 514 5904 00266-N3314-6302RB | HARTING 3M (MINNESOTA MINING MFG) | STE
389 | 7 |  | Y1 | CTAOOC | 2273338-7 | 2 | Restricted | Each | 1.0 | OSCIL 1.000MHZ 100PPM +EN LCSO4 SMD | 08522-SG-8002CA 1.0000M-PTC 03265-VCC1-A3A-1M000 20038-092-1-2 | EPSON, QD DIVISION VECTRON LABORATORIES INC FOX ELECTRONICS | STE
390 | 7 |  | U33 | CTAOOC | 2246237-2 | 3 | Standard | Each | 1.0 | DRIVER-RECEIVER UART WITH 16 BYTE FIFO 3.3-5V SUPPLY, 48-TQFP NOTE ONLY TI PART HAS AUTOFLOW CNTRL | 00495-TL16C550CPTG4 ZZE10-ST16C550CQ48-F | TEXAS INSTRUMENTS EXAR | STE
391 | 7 |  | S1,S2 | CTAOOC | 2253364-2 | 3 | Not Recommended | Each | 2.0 | SURFACE MOUNT DIP SWITCH, 4 POSITION GULL WING WITH POLYIMIDE TAPE SEAL MACHINE-INSERTABLE. WARNING: Unknown Whisker Risk | 05229-90HBW04PRT 00031-219004MST | GRAYHILL CTS CORP | STE
392 | 7 |  | U35 | CTAOOC | 2242543-4 | 3 | Standard | Each | 1.0 | MEMORY EEPROM, 2048 WORDS X 8 BITS, 1.8V TO 5.5V, 400KHZ, SO8 | 00124-M24C16-RMN6P 08433-CAT24C16WI-G | ST MICROELECTRONICS ON SEMI (FORMERLY CATALYST) | STE
393 | 7 |  | Y2 | CTAOOC | 2304499-16 | 3 | Standard | Each | 1.0 | OSCIL 10.0000MHZ 50PPM +EN LCSO4 SMD | 05746-T3392-10M 00031 CB3LV-3C-10M0000 11682-SM7745HV-10.0M 08522-SG-8002CA 10.000M-PCB 11465-LF SPXO014281 20038-F4105-100 05968 S1803B-10.0000 11718 CO4305-10.000 08522-SG-710ECK 10.0000MB 05968-S1613B-10.0000 | VALPEY FISHER DIV.OF VALTEC CO CTS CORP PLETRONICS EPSON, QD DIVISION C-MAC FREQUENCY PROD/ IQD FOX ELECTRONICS PERICOM, FORMERLY SARONIX RALTRON (FORMERLY SHOWA) EPSON, QD DIVISION PERICOM, FORMERLY SARONIX | STE
394 | 7 |  | DS1-DS17 | CTAOOC | 2279219-2 | 1 | Standard | Each | 17.0 | LED GREEN LTST-C190G 0603 SMD | 18802 AP1608SGC 00941 HSMG-C190 11520 LTST-C190GKT 09050 PG1111C | KINGBRIGHT AVAGO TECHNOLOGIES LITE-ON STANLEY ELECTRIC CO LTD | STE
395 | 7 |  | U34 | CTAOOC | 2274500-2 | 1 | Standard | Each | 1.0 | LOGIC INTERFACE RS-232 DRIVER-RECEIVER TSSOP 3 TO 5 V SUPPLY WITH ESD PROTECTION | 00495-MAX3232CPWE4 00124-ST3232ECTR 01649-ADM3202ARUZ | TEXAS INSTRUMENTS ST MICROELECTRONICS ANALOG DEVICES | STE
396 | 7 |  | R42,R64,R65,R92,R159-R162 | CTAOOC | 2324551-5 | 4 | Standard | Each | 8.0 | RESISTOR 100k OHMS 1 % .1 WATTS SMT 0603 THICK FILM | 00006-WCR0603LF1003F 05498-MC06031003FTW 02254 MCR03EZPFX1003 18981-CRCW0603100KFKE 11962-RC0603FR-07100KL 06725-RK73H1JTTD1003F 10302-RMCF0603FT100K | IRC RCD COMPONENTS INC. ROHM VISHAY YAGEO KOA SEI | STE
397 | 7 |  | R126,R128,R163,R165 | CTAOOC | 2324551-28 | 3 | Standard | Each | 4.0 | RESISTOR 332 OHMS 1 % .1 WATTS SMT 0603 THICK FILM | 06725-RK73H1JTTD3320F 00006-WCR0603LF3320F 11962-RC0603FR-07332RL 02254 MCR03EZPFX3320 05498-MC06033320FTW 18981-CRCW0603332RFKE 10302-RMCF0603FT332R | KOA IRC YAGEO ROHM RCD COMPONENTS INC. VISHAY SEI | STE
398 | 7 |  | R130,R131,R167,R168 | CTAOOC | 2324551-2 | 3 | Standard | Each | 4.0 | RESISTOR 100 OHMS 1 PERCENT .1 WATTS SMT 0603 THICK FILM | 05498-MC06031000FTW 11962-RC0603FR-07100RL 00006-WCR0603LF1000F 02254 MCR03EZPFX1000 06725-RK73H1JTTD1000F 18981-CRCW0603100RFKE 10302-RMCF0603FT100R | RCD COMPONENTS INC. YAGEO IRC ROHM KOA VISHAY SEI | STE
399 | 7 |  | R58,R59,R152,R154 | CTAOOC | 2324551 | 4 | Standard | Each | 4.0 | RESISTOR 10 OHMS 1 % .1 WATTS SMT 0603 THICK FILM | 05498-MC060310R0FTW 06725-RK73H1JTTD10R0F 00006-WCR0603LF10R0F 02254-MCR03EZPFX10R0 18981-CRCW060310R0FKE 11962-RC0603FR-0710RL 10302-RMCF0603FT10R0 | RCD COMPONENTS INC. KOA IRC ROHM VISHAY YAGEO SEI | STE
400 | 7 |  | VR1 | CTAOOC | 2334692 | 1 | Restricted | Each | 1.0 | REGULATOR 3.3V OUTPUT LOW DROPOUT ANYCAP, 1.5A OUTPUT, SOT-223 | 01649-ADP3339AKCZ-3.3 | ANALOG DEVICES, INC. | STE
401 | 7 |  | R62,R63,R157,R158 | CTAOOC | 2324551-373 | 2 | Standard | Each | 4.0 | RESISTOR 316 OHMS 1 PERCENT .1 WATT 100 PPM SMT 0603 THICK FILM | 06725-RK73H1JTTD3160F 02254-MCR03EZPFX3160 18981-CRCW0603316RFKEA 00006-WCR0603LF3160FPLT 00078-CR0603FX3160LF 11962-RC0603FR-07316RL | KOA ROHM VISHAY IRC BOURNS YAGEO | STE
402 | 7 |  | R56,R57,R60,R61,R150,R153,R155,R156 | CTAOOC | 2324551-170 | 2 | Standard | Each | 8.0 | RESISTOR 143k OHMS 1 % .1 WATTS SMT 0603 THICK FILM | 05498-MC06031433FTW 00006-WCR0603LF1433F 06725-RK73H1JTTD1433F 11962-RC0603FR-07143KL 02254 MCR03EZPFX1433 18981-CRCW0603143KFKE 10302-RMCF1/16-143K-1% 10302-RMCF0603FT143K | RCD COMPONENTS INC. IRC KOA YAGEO ROHM VISHAY SEI SEI | STE
403 | 7 |  | R54,R55,R127,R129,R164,R166 | CTAOOC | 2324551-39 | 3 | Standard | Each | 6.0 | RESISTOR 4.99k OHMS 1 % .1 WATTS SMT 0603 THICK FILM | 18981-CRCW06034K99FKE 11962-RC0603FR-074K99L 00006-WCR0603LF4991F 05498-MC06034991FTW 06725-RK73H1JTTD4991F 02254 MCR03EZPFX4991 10302-RMCF0603FT4K99 | VISHAY YAGEO IRC RCD COMPONENTS INC. KOA ROHM SEI | STE
404 | 7 |  | U14 | CTAOOC | 5135116-3 | 1 | Standard | Each | 1.0 | PROGRAMMABLE CPLD, 2210 LOGIC ELEMENTS, MAX_II, 1.5-3.3V I_O VOLTAGE, 2.5-3.3V SUPPLY, 204 IO PINS, FBGA 256 | 10208-EPM2210F256C5N | ALTERA | STE
405 | 7 |  | C1,C2,C4 | CTAOOC | 2378169 | 3 | Standard | Each | 3.0 | U6214CS CAPACITOR FIXED 100U FARADS | 07092-EEEHA1V101XP 06533-UWZ1V101MCL1GS 10220-EMVE350ADA101MF80G | PANASONIC NICHICON CORPORATION CHEMI-CON | STE
406 | 7 |  | CR1,CR2 | CTAOOC | 2408243 | 1 | Restricted | Each | 2.0 | U1813HE SEMICONDUCTOR DIODE 5 VOLTS 5U AMPS | 10289-GBLC05C-LF | PROTEK DEVICES | STE
407 | 7 |  | C3,C5 | CTAOOC | 2378166 | 4 | Standard | Each | 2.0 | U6211CS CAPACITOR FIXED 10U FARADS | 06533-UWZ1V100MCL1GB 07092-EEEHA1V100R 10220-EMVE350ADA100ME55G | NICHICON CORPORATION PANASONIC CHEMI-CON | STE
408 | 7 |  | H1 | CTAOOC | 5338074 | 1 | Restricted | Each | 1.0 | PIEZOELECTRIC SOUNDER, EXTERNAL DRIVE PIN TYPE | 02862-PKM13EPYH4002-B0 | MURATA | STE
409 | 7 |  | U32 | CTAOOC | 5394889 | 2 | Standard | Each | 1.0 | IC, AD CONVERTER, 12BITS, 4CHANNELS INPUT, SAR, T AND H, 0.5 TO 1MSPS, SERIAL OUT, 3V TO 5V VCC, ADC124S101C, MSOP10, 85C | 00036-ADC124S101CIMM/NOPB 00495-ADC124S101CIMM/NOPB | NATIONAL SEMICONDUCTOR TEXAS INSTRUMENTS | STE
410 | 7 |  | R144,R146 | CTAOOC | 5245267-2 | 2 | Restricted | Each | 2.0 | RESISTOR 33 OHM, NON-MAGNETIC, 2 PERCENT, 100MW, FILM, 100PPM, 0603 | 23828-CHR0603 33 OHM +-2% | SRT RESISTOR TECHNOLOGY GMBH | STE
411 | 6 |  | P1 | CTAComponent | 2410163 | 1 | Release | Each | 1.0 | Ariose Electronics_Buzzer MB12B24 |  |  | HLE
412 | 6 |  | J11,J331,J341 | CTAOOC | 46-221703P17 | 2 | Not Recommended | Each | 3.0 | 025 POS 50 CONT .100 SPACING STRAIGHT W/LONG LATCHES 4-WALL AMP PART IS RESTRICTED DUE TO THE FA CT THAT IT REQUIRES A .250 LONG SCRE W TO RETAIN IT. | 00266 3433-6303 00266 3433-6603 02973 IDH-50PK1-S4-TG30 | 3M (MINNESOTA MINING MFG) 3M (MINNESOTA MINING MFG) ROBINSON NUGENT INC | STA
413 | 6 |  | R47,R49,R204,R205,R207-R210,R212,R213 | CTAOOC | 46-286365P30 | 9 | Restricted | Each | 10.0 | RESISTOR 2k OHMS 1 % .25 WATTS 1206 PACKAGE SURFACE MOUNT | 18981-CRCW12062K00FKE 11962-RC1206FR-072KL 06725-RK73H2BTTD2001F 05498-MC12062001FTW 02254-MCR18EZPF2001 | VISHAY YAGEO KOA RCD COMPONENTS INC. ROHM | STE
414 | 6 |  | J1 | CTAOOC | 46-296085P3 | 1 | Restricted | Each | 1.0 | CONNECTOR 4 CONTACTS FOR GOLD PLATED CONTACTS SEE 46-2218 60P3. | 18996-641968-1 | TE CONNECTIVITY | STE
415 | 6 |  | J15 | CTAOOC | 46-278307P6 | 1 | Standard | Each | 1.0 | CONNECTOR HEADER 34 EACH WITH EJECTORS | 00266-N3431-6302RB 18996-5499922-8 | 3M (MINNESOTA MINING MFG) TE CONNECTIVITY | STE
416 | 6 |  | R228,R229 | CTAOOC | 46-170025P33 | 11 | Not Recommended | Each | 2.0 | POTENTIOMETER, PWB TRIMMER, TOP ADJ, 20TURNS, 1K 500MW, LINEAR, WARNING: Unknown Whisker Risk | 00078-3296 W-1-102 LF 18981-T93YA102K 01667-67WR1KLF | BOURNS VISHAY BI TECHNOLOGIES | STE
417 | 6 |  | R53,R132 | CTAOOC | 46-170025P26 | 8 | Not Recommended | Each | 2.0 | RESISTOR 2k OHMS 10 PERCENT .5 WATTS CERMET TOP ADJ 25 TURN. WARNING: Unknown Whisker Risk | 18981-T93YA202K 00078-3296W-1-202LF 01667-67WR2KLF | VISHAY BOURNS BI TECHNOLOGIES | STE
418 | 6 |  | U32,U36 | CTAOOC | 5394889 | 2 | Standard | Each | 2.0 | IC, AD CONVERTER, 12BITS, 4CHANNELS INPUT, SAR, T AND H, 0.5 TO 1MSPS, SERIAL OUT, 3V TO 5V VCC, ADC124S101C, MSOP10, 85C | 00036-ADC124S101CIMM/NOPB 00495-ADC124S101CIMM/NOPB | NATIONAL SEMICONDUCTOR TEXAS INSTRUMENTS | STE
419 | 6 |  | J4 | CTAOOC | 2106009-6 | 1 | Restricted | Each | 1.0 | CONNEC LOW-PROF TRANSI 10C HEAD STR | 01940 821-A010P-AM-A00 00214-75869-101LF 00266-N2510-6002RB 10099-09 18 510 6324 18996-5103308-1 | AMPHENOL FCI 3M (MINNESOTA MINING MFG) HARTING TE CONNECTIVITY | STE
420 | 6 |  | U1-U12,U27-U29,U31 | CTAOOC | 2118048 | 3 | Restricted | Each | 16.0 | DRIVER-RECEIVER NOT APPLICABLE 4 EAC QUAD LINE RECEIVER DS1489A S014 | 00495-SN75189AD | TEXAS INSTRUMENTS | STE
421 | 6 |  | J3,J5,J6,J9,J17,J20 | CTAOOC | 2137666-2 | 1 | Standard | Each | 6.0 | CONNECTOR 3 CONTACTS 600 VOLTS 3 AMP SINGLE ROW .125 STRAIGHT HEADER WITH POLARIZATION SLOTS. | 01525 70545-0037 | MOLEX | STE
422 | 6 |  | J14 | CTAOOC | 2117073 | 1 | Not Recommended | Each | 1.0 | CONNECTOR 3 CONTACTS HEADER. WARNING: Unknown Whisker Risk | 18996-171825-3 | TE CONNECTIVITY | STE
423 | 6 |  | U24-U26,U30 | CTAOOC | 2105421 | 1 | Restricted | Each | 4.0 | AMPLIFIER 2 EACH 2 PPM-DEG C 5.2 VOL SINGLE SUPPLY, RAIL TO RAIL LOW POWERFET-INPUT OP AMP | 01649-AD822BRZ | ANALOG DEVICES, INC. | STE
424 | 6 |  | R6,R7,R124,R133,R174-R178,R199,R203,R217,R230,R233,R236 | CTAOOC | 46-312792P1 | 6 | Standard | Each | 15.0 | RESISTOR 0 OHM 1PERCENT 125MW 0805 JUMPER SURFACE MOUNTING 0 OHM L .079 W .050 T .018 | 18981-CRCW08050000Z0E 06725-RK73Z2AT 05498-ZC0805TW | VISHAY KOA RCD COMPONENTS INC. | STE
425 | 6 |  | R1-R5,R8,R9,R11,R16,R34-R41,R43-R46,R125,R179,R185-R187,R206,R238-R242 | CTAOOC | 46-312792P11 | 4 | Standard | Each | 32.0 | RESISTOR 2k OHMS 1 % .125 WATTS 100V 100PPM/C | 18981-CRCW08052K00FKE 11623-NRC10F2001TRF 00006-WCR0805LF2001F 06725-RK73H2ATTD2001F 05498-MC08052001FTW | VISHAY NIC COMPONENTS CORPORATION IRC KOA RCD COMPONENTS INC. | STE
426 | 6 |  | R26-R33,R190-R197 | CTAOOC | 46-312792P17 | 2 | Standard | Each | 16.0 | RESISTOR 475 OHMS 1 % .125 WATTS 100V 0805 CASE SIZE THICK FILM +-100 PPM/C | 11962-RC0805FR-07475RL 00006-WCR0805LF4750F 18981-CRCW0805475RFKE 05498-MC08054750FTW | YAGEO IRC VISHAY RCD COMPONENTS INC. | STE
427 | 6 |  | R12,R51,R52,R66-R91,R93-R123,R147,R173,R184,R198,R201 | CTAOOC | 46-312792P24 | 3 | Standard | Each | 65.0 | RESISTOR 20k OHMS 1 PERCENT .125 WATTS | 06725-RK73H2ATTD2002F 05498-MC08052002FTW 18981-CRCW080520K0FKE 00006-WCR0805LF2002F | KOA RCD COMPONENTS INC. VISHAY IRC | STE
428 | 6 |  | R48,R50,R211,R214,R215 | CTAOOC | 46-312792P81 | 6 | Standard | Each | 5.0 | RESISTOR 100 OHMS 1 PERCENT .125 WATTS 100 VOLT 100 PPM TC 0805 PACKAGE | 18981-CRCW0805100RFKE 11962-RC0805FR-07100RL 00006-WCR0805LF1000F 05498-MC08051000FTW 06725-RK73H2ATTD1000F 02254-MCR10EZPF1000 | VISHAY YAGEO IRC RCD COMPONENTS INC. KOA ROHM | STE
429 | 6 |  | R10,R13-R15,R17-R25,R134-R143,R145,R148,R149,R169-R172,R220-R223,R234,R235 | CTAOOC | 46-312792P13 | 4 | Standard | Each | 36.0 | RESISTOR 1k OHMS 1 PERCENT .125 WATTS 0805 CASE SIZE | 11623-NRC10F1001TRF 05498-MC08051001FTW 18981-CRCW08051K00FKE 06725-RK73H2ATTD1001F 00006-WCR0805LF1001F | NIC COMPONENTS CORPORATION RCD COMPONENTS INC. VISHAY KOA IRC | STE
430 | 6 |  | D1-D5 | CTAOOC | 46-311083P2 | 3 | Standard | Each | 5.0 | BAV70 SWITCHING DIODE DUAL SER SW VR-70V VF-1.25V 200 MA SOT23 | 18846-BAV70LT1G 18889-BAV 70 E6327 18889-BAV70E6327HTSA1 | ON SEMICONDUCTOR INFINEON TECHNOLOGIES AG INFINEON TECHNOLOGIES AG | STE
431 | 6 |  | K1,K3-K5 | CTAOOC | 46-312336P3 | 4 | Standard | Each | 4.0 | RELAY AND CONTACTOR DPDT 24 V COIL VOLTAGE, CONTACT RATING OF 110 VDC,125 VAC AT 1 AMP | 07092-TQ2SA-24V | PANASONIC | STE
432 | 6 |  | C136,C141 | CTAOOC | 46-302742P8 | 3 | Standard | Each | 2.0 | CAPACITOR FIXED 1u FARADS 35 VOLTS .138L .110W .075H 3528 SURFACE MOUNT DEVICE | 18981-293D105X9035B2TE3 08390-T491B105K035AT | VISHAY KEMET | STE
433 | 6 |  | J351 | CTAOOC | 2227700-4 | 2 | Standard | Each | 1.0 | CONNECT TRANSIT+LATCH 26C HEADER STR | 00266-N3429-6302RB 10099-09 18 526 5904 01940-842-816-2630-435 18996-2-5499206-6 | 3M (MINNESOTA MINING MFG) HARTING AMPHENOL TE CONNECTIVITY | STE
434 | 6 |  | J41 | CTAOOC | 2227700-10 | 3 | Standard | Each | 1.0 | CONNECT TRANSIT+LATCH 14C HEADER STR | 10099-09 18 514 5904 00266-N3314-6302RB | HARTING 3M (MINNESOTA MINING MFG) | STE
435 | 6 |  | C9-C20,C30-C33,C36-C39,C42,C43,C46,C48,C61,C91,C95,C98,C100,C102,C124-C135,C143-C146 | CTAOOC | 2235239-6 | 2 | Standard | Each | 46.0 | CAPACITOR X7R 100NF 10% 16V 0603 | 08390 C0603C104K4RAC 18981-VJ0603Y104KXJ 11962-CC0603KRX7R7BB104 19214-0603YC104KAT | KEMET VISHAY YAGEO AVX/KYOCERA | STE
436 | 6 |  | C45 | CTAOOC | 2240282-15 | 2 | Standard | Each | 1.0 | CAPACITOR CERAMIC, X7R, 10UF, 10Percent, 16V, SMD 1206 | 03041-C3216X7R1C106K 08390-C1206C106K4RAC 11962-CC1206KKX7R7BB106 03041-C3216X7R1C106K160AC | TDK KEMET YAGEO TDK | STE
437 | 6 |  | U35 | CTAOOC | 2242543-4 | 3 | Standard | Each | 1.0 | MEMORY EEPROM, 2048 WORDS X 8 BITS, 1.8V TO 5.5V, 400KHZ, SO8 | 00124-M24C16-RMN6P 08433-CAT24C16WI-G | ST MICROELECTRONICS ON SEMI (FORMERLY CATALYST) | STE
438 | 6 |  | Q1-Q4 | CTAOOC | 2235316 | 1 | Restricted | Each | 4.0 | RESEAU-T CMS DAR NPN ULN2003 SOLP16 | 00495-ULN2003AD | TEXAS INSTRUMENTS | STE
439 | 6 |  | U13 | CTAOOC | 2211252-5 | 4 | Standard | Each | 1.0 | LOGIC 74AHC-VHC14 TSSOP14 | 00495-SN74AHC14PWG4 18846-MC74VHC14DTG 00495-SN74AHC14PWE4 00495 SN74AHC14PW | TEXAS INSTRUMENTS ON SEMICONDUCTOR TEXAS INSTRUMENTS TEXAS INSTRUMENTS | STE
440 | 6 |  | C3,C5 | CTAOOC | 2183937-2 | 2 | Standard | Each | 2.0 | CAPA TANT 1UF 10% 35V 3528 | 18981-293D105X9035B2TE3 08390-T491B105K035AT 19214-TAJB105K035RNJ | VISHAY KEMET AVX/KYOCERA | STE
441 | 6 |  | C6-C8,C21-C29,C34,C35,C40,C41,C44,C49-C60,C62-C90,C92-C94,C96,C97,C99,C101,C103-C123,C137-C140,C142 | CTAOOC | 2187107-6 | 3 | Not Recommended | Each | 91.0 | CAPACITOR FIXED .1u FARADS 50 VOLTS | 08390 C0805C104K5RAC 07945-CL21B104KBCNNNC | KEMET SAMSUNG | STE
442 | 6 |  | C47 | CTAOOC | 2187107-10 | 2 | Standard | Each | 1.0 | CAPACITOR CERAMIC X7R, 1UF 10Percent, 16V, SMD 0805 | 02862-GRM21BR71C105KA01 19214-0805YC105KAT | MURATA AVX/KYOCERA | STE
443 | 6 |  | U15-U23 | CTAOOC | 2299073-2 | 5 | Standard | Each | 9.0 | IC, LOGIC, LVTH, OCTAL BUFFER-DRIVER, 74LVTH244, TSSOP20 | 00495-SN74LVTH244APW 00495-SN74LVTH244APWRG4 00495-SN74LVTH244APWRE4 24386-74LVTH244MTCX | TEXAS INSTRUMENTS TEXAS INSTRUMENTS TEXAS INSTRUMENTS FAIRCHILD SEMICONDUCTOR INC | STE
444 | 6 |  | J12,J42 | CTAOOC | 2137666-7 | 1 | Standard | Each | 2.0 | CONNECTOR 8 CONTACTS 600 VOLTS 3 AMP SINGLE ROW .120 STRAIGHT HEADER WITH POLARIZATION SLOTS. | 01525 70545-0042 | MOLEX | STE
445 | 6 |  | J8 | CTAOOC | 2137666-9 | 1 | Standard | Each | 1.0 | CONNECTOR 10 CONTACTS 600 VOLTS 3 AM SINGLE ROW .120 STRAIGHT HEADER WITH POLARIZATION SLOTS | 01525 70545-0044 | MOLEX | STE
446 | 6 |  | J7 | CTAOOC | 2137666-5 | 1 | Standard | Each | 1.0 | CONNECTOR 6 CONTACTS 600 VOLTS 3 AMP SINGLE ROW .120 STRAIGHT HEADER WITH POLARIZATION SLOTS. | 01525 70545-0040 | MOLEX | STE
447 | 6 |  | R58,R59,R152,R154 | CTAOOC | 2324551 | 4 | Standard | Each | 4.0 | RESISTOR 10 OHMS 1 % .1 WATTS SMT 0603 THICK FILM | 05498-MC060310R0FTW 06725-RK73H1JTTD10R0F 00006-WCR0603LF10R0F 02254-MCR03EZPFX10R0 18981-CRCW060310R0FKE 11962-RC0603FR-0710RL 10302-RMCF0603FT10R0 | RCD COMPONENTS INC. KOA IRC ROHM VISHAY YAGEO SEI | STE
448 | 6 |  | R130,R131,R167,R168,R224-R227 | CTAOOC | 2324551-2 | 3 | Standard | Each | 8.0 | RESISTOR 100 OHMS 1 PERCENT .1 WATTS SMT 0603 THICK FILM | 05498-MC06031000FTW 11962-RC0603FR-07100RL 00006-WCR0603LF1000F 02254 MCR03EZPFX1000 06725-RK73H1JTTD1000F 18981-CRCW0603100RFKE 10302-RMCF0603FT100R | RCD COMPONENTS INC. YAGEO IRC ROHM KOA VISHAY SEI | STE
449 | 6 |  | R42,R64,R65,R92,R159-R162 | CTAOOC | 2324551-5 | 4 | Standard | Each | 8.0 | RESISTOR 100k OHMS 1 % .1 WATTS SMT 0603 THICK FILM | 00006-WCR0603LF1003F 05498-MC06031003FTW 02254 MCR03EZPFX1003 18981-CRCW0603100KFKE 11962-RC0603FR-07100KL 06725-RK73H1JTTD1003F 10302-RMCF0603FT100K | IRC RCD COMPONENTS INC. ROHM VISHAY YAGEO KOA SEI | STE
450 | 6 |  | R126,R128,R163,R165 | CTAOOC | 2324551-28 | 3 | Standard | Each | 4.0 | RESISTOR 332 OHMS 1 % .1 WATTS SMT 0603 THICK FILM | 06725-RK73H1JTTD3320F 00006-WCR0603LF3320F 11962-RC0603FR-07332RL 02254 MCR03EZPFX3320 05498-MC06033320FTW 18981-CRCW0603332RFKE 10302-RMCF0603FT332R | KOA IRC YAGEO ROHM RCD COMPONENTS INC. VISHAY SEI | STE
451 | 6 |  | R56,R57,R60,R61,R150,R153,R155,R156 | CTAOOC | 2324551-170 | 2 | Standard | Each | 8.0 | RESISTOR 143k OHMS 1 % .1 WATTS SMT 0603 THICK FILM | 05498-MC06031433FTW 00006-WCR0603LF1433F 06725-RK73H1JTTD1433F 11962-RC0603FR-07143KL 02254 MCR03EZPFX1433 18981-CRCW0603143KFKE 10302-RMCF1/16-143K-1% 10302-RMCF0603FT143K | RCD COMPONENTS INC. IRC KOA YAGEO ROHM VISHAY SEI SEI | STE
452 | 6 |  | R54,R55,R127,R129,R164,R166 | CTAOOC | 2324551-39 | 3 | Standard | Each | 6.0 | RESISTOR 4.99k OHMS 1 % .1 WATTS SMT 0603 THICK FILM | 18981-CRCW06034K99FKE 11962-RC0603FR-074K99L 00006-WCR0603LF4991F 05498-MC06034991FTW 06725-RK73H1JTTD4991F 02254 MCR03EZPFX4991 10302-RMCF0603FT4K99 | VISHAY YAGEO IRC RCD COMPONENTS INC. KOA ROHM SEI | STE
453 | 6 |  | Y1 | CTAOOC | 2273338-7 | 2 | Restricted | Each | 1.0 | OSCIL 1.000MHZ 100PPM +EN LCSO4 SMD | 08522-SG-8002CA 1.0000M-PTC 03265-VCC1-A3A-1M000 20038-092-1-2 | EPSON, QD DIVISION VECTRON LABORATORIES INC FOX ELECTRONICS | STE
454 | 6 |  | U34 | CTAOOC | 2274500-2 | 1 | Standard | Each | 1.0 | LOGIC INTERFACE RS-232 DRIVER-RECEIVER TSSOP 3 TO 5 V SUPPLY WITH ESD PROTECTION | 00495-MAX3232CPWE4 00124-ST3232ECTR 01649-ADM3202ARUZ | TEXAS INSTRUMENTS ST MICROELECTRONICS ANALOG DEVICES | STE
455 | 6 |  | DS1-DS17 | CTAOOC | 2279219-2 | 1 | Standard | Each | 17.0 | LED GREEN LTST-C190G 0603 SMD | 18802 AP1608SGC 00941 HSMG-C190 11520 LTST-C190GKT 09050 PG1111C | KINGBRIGHT AVAGO TECHNOLOGIES LITE-ON STANLEY ELECTRIC CO LTD | STE
456 | 6 |  | S1-S4 | CTAOOC | 2253364-2 | 3 | Not Recommended | Each | 4.0 | SURFACE MOUNT DIP SWITCH, 4 POSITION GULL WING WITH POLYIMIDE TAPE SEAL MACHINE-INSERTABLE. WARNING: Unknown Whisker Risk | 05229-90HBW04PRT 00031-219004MST | GRAYHILL CTS CORP | STE
457 | 6 |  | U33 | CTAOOC | 2246237-2 | 3 | Standard | Each | 1.0 | DRIVER-RECEIVER UART WITH 16 BYTE FIFO 3.3-5V SUPPLY, 48-TQFP NOTE ONLY TI PART HAS AUTOFLOW CNTRL | 00495-TL16C550CPTG4 ZZE10-ST16C550CQ48-F | TEXAS INSTRUMENTS EXAR | STE
458 | 6 |  | CR1,CR2 | CTAOOC | 2408243 | 1 | Restricted | Each | 2.0 | U1813HE SEMICONDUCTOR DIODE 5 VOLTS 5U AMPS | 10289-GBLC05C-LF | PROTEK DEVICES | STE
459 | 6 |  | U14 | CTAOOC | 5135116-3 | 1 | Standard | Each | 1.0 | PROGRAMMABLE CPLD, 2210 LOGIC ELEMENTS, MAX_II, 1.5-3.3V I_O VOLTAGE, 2.5-3.3V SUPPLY, 204 IO PINS, FBGA 256 | 10208-EPM2210F256C5N | ALTERA | STE
460 | 6 |  | R144,R146 | CTAOOC | 5245267-2 | 2 | Restricted | Each | 2.0 | RESISTOR 33 OHM, NON-MAGNETIC, 2 PERCENT, 100MW, FILM, 100PPM, 0603 | 23828-CHR0603 33 OHM +-2% | SRT RESISTOR TECHNOLOGY GMBH | STE
461 | 6 |  | VR1 | CTAOOC | 2334692 | 1 | Restricted | Each | 1.0 | REGULATOR 3.3V OUTPUT LOW DROPOUT ANYCAP, 1.5A OUTPUT, SOT-223 | 01649-ADP3339AKCZ-3.3 | ANALOG DEVICES, INC. | STE
462 | 6 |  | C1,C2,C4 | CTAOOC | 2378169 | 3 | Standard | Each | 3.0 | U6214CS CAPACITOR FIXED 100U FARADS | 07092-EEEHA1V101XP 06533-UWZ1V101MCL1GS 10220-EMVE350ADA101MF80G | PANASONIC NICHICON CORPORATION CHEMI-CON | STE
463 | 6 |  | R62,R63,R157,R158 | CTAOOC | 2324551-373 | 2 | Standard | Each | 4.0 | RESISTOR 316 OHMS 1 PERCENT .1 WATT 100 PPM SMT 0603 THICK FILM | 06725-RK73H1JTTD3160F 02254-MCR03EZPFX3160 18981-CRCW0603316RFKEA 00006-WCR0603LF3160FPLT 00078-CR0603FX3160LF 11962-RC0603FR-07316RL | KOA ROHM VISHAY IRC BOURNS YAGEO | STE
464 | 4 | 6 |  | ECCCollectorPart | 5444390 | 2 | Release | Each | 1.0 | Table accessory collector |  |  | HLE
465 | 5 | 1 |  | CTAAssembly | 5451223 | 4 | Release | Each | 1.0 | Right shoulder pad assembly |  |  | CCX
466 | 6 | 1 |  | CTAComponent | 5440513 | 1 | Release | Each | 1.0 | Shoulder fix main frame |  |  | CCX
467 | 6 | 5 |  | CTAComponent | 5444569 | 1 | Release | Each | 1.0 | Shoulder fix knob assembly |  |  | CCX
468 | 6 | 7 |  | CTAComponent | 5449400 | 1 | Release | Each | 1.0 | Shoulder pad adjusting knob |  |  | CCX
469 | 6 | 6 |  | CTAComponent | 5442184 | 1 | Release | Each | 1.0 | Knob PU support tray |  |  | CCX
470 | 6 | 11 |  | CTAComponent | 5438186 | 1 | Release | Each | 1.0 | Knob support tray base |  |  | CCX
471 | 6 | 2 |  | CTAComponent | 5452280 | 1 | Release | Each | 1.0 | Shoulder adjustinging frame |  |  | CCX
472 | 6 | 3 |  | CTAComponent | 5454761 | 1 | Release | Each | 1.0 | Right shoulder pad |  |  | CCX
473 | 6 | 10 |  | CTAComponent | 5457979 | 1 | Release | Each | 1.0 | Shoulder pad adjusting thimble |  |  | HLE
474 | 6 | 9 |  | CTAComponent | 5451438 | 1 | Release | Each | 1.0 | Right shoulder rear cover |  |  | CCX
475 | 6 | 8 |  | CTAComponent | 5450657 | 1 | Release | Each | 1.0 | M4x10_GB973 |  |  | CCX
476 | 6 | 14 |  | CTAComponent | 1000-M4C014-04 | 1 | Release | Each | 2.0 | Hexagon Socket Head Cap Screw, M4-0.7, X14mm Long, Grade 8.8 Steel, Zinc Plated, RoHS Fastener | 11060-M4C14KCSC9Z6/912 A0996-BN 4 M10 x 14mm CR6+FREE 24140-M4/14/SOHTCS/TC1D/ISO4762 | ANIXTER BOSSARD TR FORMAC DIV OF TR FASTENINGS | STM
477 | 6 | 15 |  | CTAComponent | 1000-M5C016-04 | 5 | Release | Each | 3.0 | Hexagon Socket Head Cap Screw, M5-0.8, X16mm Long, Grade 8.8 Steel, Zinc Plated, RoHS Fastener | 11060-M5C16KCSC9Z6/912 24140-M5/16/SOHTCS/TC1D/DIN912 10487-1000-M5C016-04 20589-ZS2540016ZP0000 A0996-BN 4 M5 x 16mm CR6+FREE | ANIXTER TR FORMAC DIV OF TR FASTENINGS OHTA FASTENAL COMPANY BOSSARD | STM
478 | 6 | 12 |  | CTAComponent | 5491728 | 1 | Release | Each | 4.0 | POM wearable thimble |  |  | CCX
479 | 6 | 13 |  | CTAComponent | 1000-M4C010-04 | 5 | Release | Each | 2.0 | Hexagon Socket Head Cap Screw, ISO 4762, M4-0.7, X10mm Long, Grade 8.8 Steel, Zinc Plated, RoHS Fastener | 11060-M4C10KCSC9Z6/912 10487-1000-M4C010-04 20589-10948-03231 24140-M4/10/SOHTCS/TC1D/DIN912 A0996-BN 4 M4 X 10mm CR6+FREE | ANIXTER OHTA FASTENAL COMPANY TR FORMAC DIV OF TR FASTENINGS BOSSARD | STM
480 | 6 | 4 |  | CTAComponent | 5459488 | 1 | Release | Each | 1.0 | Right shoulder pad fix plate |  |  | CCX
481 | 6 | 18 |  | CTAComponent | 2000-M5-02 | 3 | Release | Each | 3.0 | Flat Washer, ISO7089, M5, Steel 140HV, Zinc Plated, RoHS Fastener | 11060-M5NWSFSTZ6/125A A0996-BN715 M5 CR6 Free 24140-M5/-/PWSTWA/TC1 20589-10948-03440 | ANIXTER BOSSARD TR FORMAC DIV OF TR FASTENINGS FASTENAL COMPANY | STM
482 | 6 | 19 |  | CTAComponent | 2106-M5-14 | 1 | Release | Each | 3.0 | Spring Lock Washer with Flat Ends JIS B1251, M5, Spring Stainless Steel, Rohs Fastener | 24140-2106-M5-14 | TR FORMAC DIV OF TR FASTENINGS | STM
483 | 6 | 16 |  | CTAComponent | 1043-M4C006-37 | 1 | Release | Each | 1.0 | Hexagon Socket Set Screws with Dog Point, ISO 4028, M4-0.7, X6mm Long, A2-21H Stainless Steel, Passivate, RoHS Fastener | A0996-BN619 M4 x 6mm CR6+FREE 11060-M4C6KKDSJ/915 24140-M4/6/HSA2DP/SF/GB79 | BOSSARD ANIXTER TR FORMAC DIV OF TR FASTENINGS | STM
484 | 6 | 17 |  | CTAComponent | 1010-M4C008-14 | 1 | Release | Each | 6.0 | Phillips Flat Head Screw, ISO 7046, M4-0.7, X8mm Long, Grade 4.8 Steel, Zinc Plated, RoHS Fastener | 20589-10948-03507 11060-M4C8MXFSTZ6/965A | FASTENAL COMPANY ANIXTER | STM
485 | 5 | 5 |  | CTAAssembly | 5451224 | 4 | Release | Each | 1.0 | Right grasp handle assembly |  |  | CCX
486 | 6 | 2 |  | CTAComponent | 5442184 | 1 | Release | Each | 1.0 | Knob PU support tray |  |  | CCX
487 | 6 | 5 |  | CTAComponent | 5442185 | 1 | Release | Each | 1.0 | Right grasp handle frame |  |  | CCX
488 | 6 | 1 |  | CTAComponent | 5438186 | 1 | Release | Each | 1.0 | Knob support tray base |  |  | CCX
489 | 6 | 7 |  | CTAComponent | 5491728 | 1 | Release | Each | 2.0 | POM wearable thimble |  |  | CCX
490 | 6 | 6 |  | CTAComponent | 5450657 | 1 | Release | Each | 1.0 | M4x10_GB973 |  |  | CCX
491 | 6 | 4 |  | CTAComponent | 5451439 | 1 | Release | Each | 1.0 | Grasp handle column |  |  | CCX
492 | 6 | 3 |  | CTAComponent | 5444569 | 1 | Release | Each | 1.0 | Shoulder fix knob assembly |  |  | CCX
493 | 5 | 4 |  | CTAAssembly | 5445988 | 4 | Release | Each | 2.0 | Handle grid assembly |  |  | CCX
494 | 6 | 4 |  | CTAComponent | 5438186 | 1 | Release | Each | 2.0 | Knob support tray base |  |  | CCX
495 | 6 | 8 |  | CTAComponent | 1000-M5C016-04 | 5 | Release | Each | 4.0 | Hexagon Socket Head Cap Screw, M5-0.8, X16mm Long, Grade 8.8 Steel, Zinc Plated, RoHS Fastener | 11060-M5C16KCSC9Z6/912 24140-M5/16/SOHTCS/TC1D/DIN912 10487-1000-M5C016-04 20589-ZS2540016ZP0000 A0996-BN 4 M5 x 16mm CR6+FREE | ANIXTER TR FORMAC DIV OF TR FASTENINGS OHTA FASTENAL COMPANY BOSSARD | STM
496 | 6 | 1 |  | CTAComponent | 5449401 | 1 | Release | Each | 2.0 | Handle grid fixing frame |  |  | CCX
497 | 6 | 3 |  | CTAComponent | 5447013 | 1 | Release | Each | 2.0 | Handle fix knob assembly |  |  | CCX
498 | 6 | 5 |  | CTAComponent | 5442184 | 1 | Release | Each | 2.0 | Knob PU support tray |  |  | CCX
499 | 6 | 2 |  | CTAComponent | 5438187 | 1 | Release | Each | 1.0 | Handle grid bar |  |  | CCX
500 | 6 | 7 |  | CTAComponent | 5491728 | 1 | Release | Each | 4.0 | POM wearable thimble |  |  | CCX
501 | 6 | 6 |  | CTAComponent | 5450657 | 1 | Release | Each | 1.0 | M4x10_GB973 |  |  | CCX
502 | 5 | 6 |  | CTAAssembly | 5455393 | 4 | Release | Each | 1.0 | Left grasp handle assembly |  |  | CCX
503 | 6 | 2 |  | CTAComponent | 5442184 | 1 | Release | Each | 1.0 | Knob PU support tray |  |  | CCX
504 | 6 | 3 |  | CTAComponent | 5444569 | 1 | Release | Each | 1.0 | Shoulder fix knob assembly |  |  | CCX
505 | 6 | 1 |  | CTAComponent | 5438186 | 1 | Release | Each | 1.0 | Knob support tray base |  |  | CCX
506 | 6 | 7 |  | CTAComponent | 5491728 | 1 | Release | Each | 2.0 | POM wearable thimble |  |  | CCX
507 | 6 | 5 |  | CTAComponent | 5460251 | 1 | Release | Each | 1.0 | Left grasp hand1e frame |  |  | CCX
508 | 6 | 6 |  | CTAComponent | 5450657 | 1 | Release | Each | 1.0 | M4x10_GB973 |  |  | CCX
509 | 6 | 4 |  | CTAComponent | 5451439 | 1 | Release | Each | 1.0 | Grasp handle column |  |  | CCX
510 | 5 | 3 |  | CTAAssembly | 5439539 | 4 | Release | Each | 1.0 | Foot step assembly |  |  | CCX
511 | 6 | 1 |  | CTAAssembly | 5449857 | 1 | Release | Each | 1.0 | Foot step board assembly |  |  | CCX
512 | 7 | 2 |  | CTAComponent | 5436902 | 1 | Release | Each | 1.0 | Foot step board left support plate |  |  | CCX
513 | 7 | 4 |  | CTAComponent | 5442994 | 1 | Release | Each | 1.0 | Foot step board right support plate |  |  | CCX
514 | 7 | 3 |  | CTAComponent | 5447816 | 1 | Release | Each | 2.0 | Foot step board middle support plate |  |  | CCX
515 | 7 | 1 |  | CTAComponent | 5448645 | 1 | Release | Each | 1.0 | Foot step board top plate |  |  | CCX
516 | 7 | 6 |  | CTAComponent | 5462495 | 1 | Release | Each | 2.0 | Foot step board R angle plate |  |  | CCX
517 | 7 | 7 |  | CTAComponent | 5494207 | 1 | Release | Each | 6.0 | Foot step support block |  |  | CCX
518 | 7 | 5 |  | CTAComponent | 5439753 | 1 | Release | Each | 1.0 | Foot step board bottom plate |  |  | CCX
519 | 6 | 8 |  | CTAComponent | 1000-M4C010-04 | 5 | Release | Each | 4.0 | Hexagon Socket Head Cap Screw, ISO 4762, M4-0.7, X10mm Long, Grade 8.8 Steel, Zinc Plated, RoHS Fastener | 11060-M4C10KCSC9Z6/912 10487-1000-M4C010-04 20589-10948-03231 24140-M4/10/SOHTCS/TC1D/DIN912 A0996-BN 4 M4 X 10mm CR6+FREE | ANIXTER OHTA FASTENAL COMPANY TR FORMAC DIV OF TR FASTENINGS BOSSARD | STM
520 | 6 | 5 |  | CTAComponent | 1000-M5C016-04 | 5 | Release | Each | 6.0 | Hexagon Socket Head Cap Screw, M5-0.8, X16mm Long, Grade 8.8 Steel, Zinc Plated, RoHS Fastener | 11060-M5C16KCSC9Z6/912 24140-M5/16/SOHTCS/TC1D/DIN912 10487-1000-M5C016-04 20589-ZS2540016ZP0000 A0996-BN 4 M5 x 16mm CR6+FREE | ANIXTER TR FORMAC DIV OF TR FASTENINGS OHTA FASTENAL COMPANY BOSSARD | STM
521 | 6 | 3 |  | CTAComponent | 5457212 | 1 | Release | Each | 2.0 | Foot step board nylon pillow |  |  | CCX
522 | 6 | 2 |  | CTAAssembly | 5453109 | 1 | Release | Each | 1.0 | Foot step left support bracket |  |  | CCX
523 | 7 | 4 |  | CTAComponent | 5496469 | 1 | Release | Each | 3.0 | Screw M4X8_GB79 |  |  | CCX
524 | 7 | 2 |  | CTAComponent | 5441363 | 1 | Release | Each | 1.0 | Foot step left support pin |  |  | CCX
525 | 7 | 1 |  | CTAComponent | 5458718 | 1 | Release | Each | 1.0 | Left bracket frame |  |  | CCX
526 | 7 | 3 |  | CTAComponent | 5453111 | 1 | Release | Each | 1.0 | Foot step guide pin |  |  | CCX
527 | 6 | 4 |  | CTAAssembly | 5461026 | 1 | Release | Each | 1.0 | Foot step right support bracket |  |  | CCX
528 | 7 | 1 |  | CTAAssembly | 5443777 | 1 | Release | Each | 1.0 | Foot step locking assembly |  |  | CCX
529 | 8 | 2 |  | CTAComponent | 5457211 | 1 | Release | Each | 1.0 | Foot step locking assembly frame |  |  | CCX
530 | 8 | 3 |  | CTAComponent | 5439752 | 1 | Release | Each | 1.0 | Foot step locking assembly fixing shaft |  |  | CCX
531 | 8 | 1 |  | CTAComponent | 5462494 | 1 | Release | Each | 1.0 | Foot step locking handle |  |  | CCX
532 | 8 | 7 |  | CTAComponent | 3001-M6C-27 | 3 | Release | Each | 2.0 | Hexagon Thin Nut, ISO4035, M6-1.0, Grade 04 Steel, Zinc Plated, RoHS Fastener | 20589-10948-03713 24140-M6/-/HLST-/TC1D/DIN439B 11060-M6CNFJSTZ6/439B 24140-M6/-/HLST-/TC1/DIN439B A0996-BN124 M6 CR6+FREE | FASTENAL COMPANY TR FORMAC DIV OF TR FASTENINGS ANIXTER TR FORMAC DIV OF TR FASTENINGS BOSSARD | STM
533 | 8 | 6 |  | CTAComponent | 2000-M6-02 | 3 | Release | Each | 1.0 | Flat Washer, ISO7089, M6, Steel 140HV, Zinc Plated, RoHS Fastener | 20589-10948-03441 A0996-BN715 M6 CR6 Free 11060-M6NWSFSTZ6/125A 24140-M6/-/PWSTWA/TC1 | FASTENAL COMPANY BOSSARD ANIXTER TR FORMAC DIV OF TR FASTENINGS | STM
534 | 8 | 4 |  | CTAComponent | 5491729 | 1 | Release | Each | 2.0 | Disk spring 11.8x6.2 |  |  | CCX
535 | 8 | 5 |  | CTAComponent | 5496470 | 1 | Release | Each | 1.0 | screw M3x8_GB79 |  |  | CCX
536 | 7 | 3 |  | CTAComponent | 5453111 | 1 | Release | Each | 1.0 | Foot step guide pin |  |  | CCX
537 | 7 | 5 |  | CTAComponent | 5456434 | 1 | Release | Each | 1.0 | Foot step locking assembly cover |  |  | CCX
538 | 7 | 4 |  | CTAComponent | 5460253 | 1 | Release | Each | 1.0 | Foot step right support pin |  |  | CCX
539 | 7 | 2 |  | CTAComponent | 5436901 | 1 | Release | Each | 1.0 | Foot step right support bracket |  |  | CCX
540 | 7 | 7 |  | CTAComponent | 5496469 | 1 | Release | Each | 3.0 | Screw M4X8_GB79 |  |  | CCX
541 | 7 | 9 |  | CTAComponent | 2000-M4-02 | 6 | Release | Each | 4.0 | Flat Washer, ISO7089, M4, Steel 140HV, Zinc Plated, RoHS Fastener | A0996-BN715 M4 CR6 Free 10487-2000-M4-02 11060-M4NWSFSTZ6/125A 20589-10948-03439 24140-M4/-/PWSTWA/TC1/ISO7089 | BOSSARD OHTA ANIXTER FASTENAL COMPANY TR FORMAC DIV OF TR FASTENINGS | STM
542 | 7 | 10 |  | CTAComponent | C2106-M4-02 | 3 | Release | Each | 2.0 | Spring Lock Washer, M4, Zinc plated, Rohs Fastener | 24140-C2106-M4-02 | TR FORMAC DIV OF TR FASTENINGS | HLE
543 | 7 | 6 |  | CTAComponent | 1000-M4C016-04 | 4 | Release | Each | 2.0 | Hexagon Socket Head Cap Screw, M4-0.7, X16mm Long, Grade 8.8 Steel, Zinc Plated, RoHS Fastener | 20589-10948-03233 24140-M4/16/SOHTCS/TC1D/DIN912 10487-1000-M4C016-04 11060-M4C16KCSC9Z6/912 A0996-BN 4 M4 x 16mm CR6+FREE | FASTENAL COMPANY TR FORMAC DIV OF TR FASTENINGS OHTA ANIXTER BOSSARD | STM
544 | 7 | 8 |  | CTAComponent | 1010-M3C008-14 | 1 | Release | Each | 2.0 | Phillips Flat Head Screw, ISO 7046, M3-0.5, X8mm Long, Grade 4.8 Steel, Zinc Plated, RoHS Fastener | 20589-10948-03502 11060-M3C8MXFSTZ6/965A | FASTENAL COMPANY ANIXTER | STM
545 | 6 | 6 |  | CTAComponent | 2000-M5-02 | 3 | Release | Each | 6.0 | Flat Washer, ISO7089, M5, Steel 140HV, Zinc Plated, RoHS Fastener | 11060-M5NWSFSTZ6/125A A0996-BN715 M5 CR6 Free 24140-M5/-/PWSTWA/TC1 20589-10948-03440 | ANIXTER BOSSARD TR FORMAC DIV OF TR FASTENINGS FASTENAL COMPANY | STM
546 | 6 | 7 |  | CTAComponent | 2106-M5-14 | 1 | Release | Each | 6.0 | Spring Lock Washer with Flat Ends JIS B1251, M5, Spring Stainless Steel, Rohs Fastener | 24140-2106-M5-14 | TR FORMAC DIV OF TR FASTENINGS | STM
547 | 5 | 2 |  | CTAAssembly | 5445185 | 4 | Release | Each | 1.0 | Left shoulder pad assembly |  |  | CCX
548 | 6 | 1 |  | CTAComponent | 5440513 | 1 | Release | Each | 1.0 | Shoulder fix main frame |  |  | CCX
549 | 6 | 6 |  | CTAComponent | 5438186 | 1 | Release | Each | 1.0 | Knob support tray base |  |  | CCX
550 | 6 | 9 |  | CTAComponent | 5450657 | 1 | Release | Each | 1.0 | M4x10_GB973 |  |  | CCX
551 | 6 | 8 |  | CTAComponent | 5449400 | 1 | Release | Each | 1.0 | Shoulder pad adjusting knob |  |  | CCX
552 | 6 | 3 |  | CTAComponent | 5444569 | 1 | Release | Each | 1.0 | Shoulder fix knob assembly |  |  | CCX
553 | 6 | 7 |  | CTAComponent | 5442184 | 1 | Release | Each | 1.0 | Knob PU support tray |  |  | CCX
554 | 6 | 10 |  | CTAComponent | 5457979 | 1 | Release | Each | 1.0 | Shoulder pad adjusting thimble |  |  | HLE
555 | 6 | 4 |  | CTAComponent | 5473622 | 1 | Release | Each | 1.0 | Left shoulder pad fix plate |  |  | CCX
556 | 6 | 5 |  | CTAComponent | 5454762 | 1 | Release | Each | 1.0 | Left shoulder pad |  |  | CCX
557 | 6 | 2 |  | CTAComponent | 5452280 | 1 | Release | Each | 1.0 | Shoulder adjustinging frame |  |  | CCX
558 | 6 | 14 |  | CTAComponent | 1000-M4C014-04 | 1 | Release | Each | 2.0 | Hexagon Socket Head Cap Screw, M4-0.7, X14mm Long, Grade 8.8 Steel, Zinc Plated, RoHS Fastener | 11060-M4C14KCSC9Z6/912 A0996-BN 4 M10 x 14mm CR6+FREE 24140-M4/14/SOHTCS/TC1D/ISO4762 | ANIXTER BOSSARD TR FORMAC DIV OF TR FASTENINGS | STM
559 | 6 | 15 |  | CTAComponent | 1000-M5C016-04 | 5 | Release | Each | 1.0 | Hexagon Socket Head Cap Screw, M5-0.8, X16mm Long, Grade 8.8 Steel, Zinc Plated, RoHS Fastener | 11060-M5C16KCSC9Z6/912 24140-M5/16/SOHTCS/TC1D/DIN912 10487-1000-M5C016-04 20589-ZS2540016ZP0000 A0996-BN 4 M5 x 16mm CR6+FREE | ANIXTER TR FORMAC DIV OF TR FASTENINGS OHTA FASTENAL COMPANY BOSSARD | STM
560 | 6 | 12 |  | CTAComponent | 5491728 | 1 | Release | Each | 4.0 | POM wearable thimble |  |  | CCX
561 | 6 | 13 |  | CTAComponent | 1000-M4C010-04 | 5 | Release | Each | 2.0 | Hexagon Socket Head Cap Screw, ISO 4762, M4-0.7, X10mm Long, Grade 8.8 Steel, Zinc Plated, RoHS Fastener | 11060-M4C10KCSC9Z6/912 10487-1000-M4C010-04 20589-10948-03231 24140-M4/10/SOHTCS/TC1D/DIN912 A0996-BN 4 M4 X 10mm CR6+FREE | ANIXTER OHTA FASTENAL COMPANY TR FORMAC DIV OF TR FASTENINGS BOSSARD | STM
562 | 6 | 11 |  | CTAComponent | 5473623 | 1 | Release | Each | 1.0 | left shoulder rear cover |  |  | CCX
563 | 6 | 19 |  | CTAComponent | 2106-M5-14 | 1 | Release | Each | 1.0 | Spring Lock Washer with Flat Ends JIS B1251, M5, Spring Stainless Steel, Rohs Fastener | 24140-2106-M5-14 | TR FORMAC DIV OF TR FASTENINGS | STM
564 | 6 | 18 |  | CTAComponent | 2000-M5-02 | 3 | Release | Each | 1.0 | Flat Washer, ISO7089, M5, Steel 140HV, Zinc Plated, RoHS Fastener | 11060-M5NWSFSTZ6/125A A0996-BN715 M5 CR6 Free 24140-M5/-/PWSTWA/TC1 20589-10948-03440 | ANIXTER BOSSARD TR FORMAC DIV OF TR FASTENINGS FASTENAL COMPANY | STM
565 | 6 | 17 |  | CTAComponent | 1010-M4C008-14 | 1 | Release | Each | 6.0 | Phillips Flat Head Screw, ISO 7046, M4-0.7, X8mm Long, Grade 4.8 Steel, Zinc Plated, RoHS Fastener | 20589-10948-03507 11060-M4C8MXFSTZ6/965A | FASTENAL COMPANY ANIXTER | STM
566 | 6 | 16 |  | CTAComponent | 1043-M4C006-37 | 1 | Release | Each | 1.0 | Hexagon Socket Set Screws with Dog Point, ISO 4028, M4-0.7, X6mm Long, A2-21H Stainless Steel, Passivate, RoHS Fastener | A0996-BN619 M4 x 6mm CR6+FREE 11060-M4C6KKDSJ/915 24140-M4/6/HSA2DP/SF/GB79 | BOSSARD ANIXTER TR FORMAC DIV OF TR FASTENINGS | STM
567 | 4 | 4 |  | CTACircuitBoard | 5440559 | 4 | Release | Each | 1.0 | PT800+ Xray Board PWA |  |  | HLE
568 | 5 |  | J11,J332,J342 | CTAOOC | 46-221703P17 | 2 | Not Recommended | Each | 3.0 | 025 POS 50 CONT .100 SPACING STRAIGHT W/LONG LATCHES 4-WALL AMP PART IS RESTRICTED DUE TO THE FA CT THAT IT REQUIRES A .250 LONG SCRE W TO RETAIN IT. | 00266 3433-6303 00266 3433-6603 02973 IDH-50PK1-S4-TG30 | 3M (MINNESOTA MINING MFG) 3M (MINNESOTA MINING MFG) ROBINSON NUGENT INC | STA
569 | 5 |  | VR4 | CTAOOC | 46-312356P2 | 2 | Restricted | Each | 1.0 | VOLTAGE REFERENCE 5 VOLTS .05 PERCENT 5 PP SO8 | 01649-AD586LRZ | ANALOG DEVICES, INC. | STE
570 | 5 |  | R19,R27,R28,R33 | CTAOOC | 46-312792P5 | 5 | Standard | Each | 4.0 | RESISTOR 49.9 OHMS 1 % .125 WATTS 100 PPM/DEGREE C 100V 0805 PACKAGE L .079 W .050 T .018 | 00006-WCR0805LF49R9F 11623-NRC10F49R9TRF 05498-MC080549R9FTW 18981-CRCW080549R9FKE 06725-RK73H2ATTD49R9F | IRC NIC COMPONENTS CORPORATION RCD COMPONENTS INC. VISHAY KOA | STE
571 | 5 |  | R29-R32,R68-R71,R76-R79,R82-R85,R90-R93 | CTAOOC | 46-312792P7 | 4 | Standard | Each | 20.0 | RESISTOR 10k OHMS 1 PERCENT .125 WATTS SURFACE MOUNTING 0805 PACKAGE 100 PPM/DEGREE C 100V L .079 W .050 T .018 | 11623-NRC10F1002TRF 05498-MC08051002FTW 18981-CRCW080510K0FKE 00006-WCR0805LF1002F 06725-RK73H2ATTD1002F | NIC COMPONENTS CORPORATION RCD COMPONENTS INC. VISHAY IRC KOA | STE
572 | 5 |  | R44,R47,R53,R59 | CTAOOC | 46-312792P1 | 6 | Standard | Each | 4.0 | RESISTOR 0 OHM 1PERCENT 125MW 0805 JUMPER SURFACE MOUNTING 0 OHM L .079 W .050 T .018 | 18981-CRCW08050000Z0E 06725-RK73Z2AT 05498-ZC0805TW | VISHAY KOA RCD COMPONENTS INC. | STE
573 | 5 |  | TP0-TP3 | CTAOOC | 46-301752P5 | 3 | Standard | Each | 4.0 | CONNECTOR 1 CONTACTS SURFACE MOUNT PRINTED CIRCUIT TEST POINTS | 04947 5016 ZZC70-TP-107-02-1-T | KEYSTONE ELECTRONICS CORP COMPONENTS CORPORATION | STE
574 | 5 |  | J1 | CTAOOC | 46-296085P3 | 1 | Restricted | Each | 1.0 | CONNECTOR 4 CONTACTS FOR GOLD PLATED CONTACTS SEE 46-2218 60P3. | 18996-641968-1 | TE CONNECTIVITY | STE
575 | 5 |  | D1-D12 | CTAOOC | 46-315841P2 | 1 | Standard | Each | 12.0 | SEMICONDUCTOR:DIODE 75 VOLTS 200m AM HIGH CONDUCTANCE LOW LEAKAGE SOT-23 | 18846-BAS116LT1G | ON SEMICONDUCTOR | STE
576 | 5 |  | R11,R12,R37,R38 | CTAOOC | 46-312792P117 | 5 | Standard | Each | 4.0 | RESISTOR 3.16k OHMS 1 % .125 WATTS | 11962-RC0805FR-073K16L 00006-WCR0805LF3161F 05498-MC08053161FTW 18981-CRCW08053K16FKE 06725-RK73H2ATTD3161F 02254-MCR10EZPF3161 | YAGEO IRC RCD COMPONENTS INC. VISHAY KOA ROHM | STE
577 | 5 |  | R13-R16 | CTAOOC | 46-312792P24 | 3 | Standard | Each | 4.0 | RESISTOR 20k OHMS 1 PERCENT .125 WATTS | 06725-RK73H2ATTD2002F 05498-MC08052002FTW 18981-CRCW080520K0FKE 00006-WCR0805LF2002F | KOA RCD COMPONENTS INC. VISHAY IRC | STE
578 | 5 |  | R17,R18,R20,R21 | CTAOOC | 46-312792P62 | 4 | Standard | Each | 4.0 | RESISTOR 2M OHMS 1 % .125 WATTS 100 VOLT 100 PPM TC 0805 PACKAGE | 00006-WCR0805LF2004F 18981-CRCW08052M00FKE 11623-NRC10F2004TRF 05498-MC08052004FT101W 02254-MCR10EZPF2004 | IRC VISHAY NIC COMPONENTS CORPORATION RCD COMPONENTS INC. ROHM | STE
579 | 5 |  | R3-R10 | CTAOOC | 46-312792P81 | 6 | Standard | Each | 8.0 | RESISTOR 100 OHMS 1 PERCENT .125 WATTS 100 VOLT 100 PPM TC 0805 PACKAGE | 18981-CRCW0805100RFKE 11962-RC0805FR-07100RL 00006-WCR0805LF1000F 05498-MC08051000FTW 06725-RK73H2ATTD1000F 02254-MCR10EZPF1000 | VISHAY YAGEO IRC RCD COMPONENTS INC. KOA ROHM | STE
580 | 5 |  | R51 | CTAOOC | 46-312792P113 | 4 | Standard | Each | 1.0 | RESISTOR 2.37k OHMS 1 PERCENT .1 WATTS 100 VOLT 100 PPM TC 0805 PACKAGE | 02254-MCR10EZPF2371 07092-ERJ-6ENF2371V 00006-WCR0805LF2371F 11962-RC0805FR-072K37L 05498-MC0805-2371-FTW 18981-CRCW08052K37FKE 06725-RK73H2ATTP2371F 10302-RMCF 1/10 2.37K 1% 10302-RMCF0805FT2K37 | ROHM PANASONIC IRC YAGEO RCD COMPONENTS INC. VISHAY KOA SEI SEI | STE
581 | 5 |  | R22-R25 | CTAOOC | 46-312792P41 | 3 | Standard | Each | 4.0 | RESISTOR 1M OHMS 1 % .125 WATTS | 18981-CRCW08051M00FKE 06725-RK73H2ATTD1004F 00006-WCR0805LF1004F 05498-MC08051004FTW | VISHAY KOA IRC RCD COMPONENTS INC. | STE
582 | 5 |  | R1,R2,R35,R36,R39-R42,R45,R46,R49,R50,R60-R64,R80,R88 | CTAOOC | 46-312792P13 | 4 | Standard | Each | 19.0 | RESISTOR 1k OHMS 1 PERCENT .125 WATTS 0805 CASE SIZE | 11623-NRC10F1001TRF 05498-MC08051001FTW 18981-CRCW08051K00FKE 06725-RK73H2ATTD1001F 00006-WCR0805LF1001F | NIC COMPONENTS CORPORATION RCD COMPONENTS INC. VISHAY KOA IRC | STE
583 | 5 |  | R48,R55,R67,R72-R74,R86,R87 | CTAOOC | 46-312792P11 | 4 | Standard | Each | 8.0 | RESISTOR 2k OHMS 1 % .125 WATTS 100V 100PPM/C | 18981-CRCW08052K00FKE 11623-NRC10F2001TRF 00006-WCR0805LF2001F 06725-RK73H2ATTD2001F 05498-MC08052001FTW | VISHAY NIC COMPONENTS CORPORATION IRC KOA RCD COMPONENTS INC. | STE
584 | 5 |  | U1,U8 | CTAOOC | 2154024 | 2 | Standard | Each | 2.0 | INT RECEIV 26C32 SO16 .15 SMD | 00495-AM26C32IDE4 00036-DS26C32ATM NOPB 00495-DS26C32ATM NOPB | TEXAS INSTRUMENTS NATIONAL SEMICONDUCTOR TEXAS INSTRUMENTS | STE
585 | 5 |  | AR1-AR5 | CTAOOC | 2110206-2 | 1 | Standard | Each | 5.0 | AMPLIFIER OP AMP LM324 QUAD AMPLIFIER_NEW QUAD LOW POWER DIFFERENTIAL INPUT OPERATIONAL AMPLIFIER LM324A 14-PIN DIP | 18846-LM324ADG | ON SEMICONDUCTOR | STE
586 | 5 |  | U3 | CTAOOC | 2138960-2 | 1 | Restricted | Each | 1.0 | ANALOG SWITCH AND MUX ANALOG MUX 4-CHANNEL DIFFERENTIAL BREAK-BEFORE- MAKE ANALOG MUX SOP16 THIS PART HAS A SETTLING ACCURACY OF LESS THEN 10PPM AT 18 USEC USE 2138960 FOR STANDARD PART | 18981-DG409DY-E3 | VISHAY | STE
587 | 5 |  | U4-U7,U9-U12 | CTAOOC | 2154023 | 2 | Standard | Each | 8.0 | INT DRIVER LIGN 26C31 SO16 .15 SMD | 00036-DS26C31TM NOPB 00495-AM26C31IDE4 00495-DS26C31TM NOPB | NATIONAL SEMICONDUCTOR TEXAS INSTRUMENTS TEXAS INSTRUMENTS | STE
588 | 5 |  | U15 | CTAOOC | 2105421 | 1 | Restricted | Each | 1.0 | AMPLIFIER 2 EACH 2 PPM-DEG C 5.2 VOL SINGLE SUPPLY, RAIL TO RAIL LOW POWERFET-INPUT OP AMP | 01649-AD822BRZ | ANALOG DEVICES, INC. | STE
589 | 5 |  | U2,U13 | CTAOOC | 2103629 | 2 | Standard | Each | 2.0 | ANALOG SWITCH AND MUX ANALOG MUX | 18981-DG408DY-E3 | VISHAY | STE
590 | 5 |  | DS1,DS2 | CTAOOC | 2279219-2 | 1 | Standard | Each | 2.0 | LED GREEN LTST-C190G 0603 SMD | 18802 AP1608SGC 00941 HSMG-C190 11520 LTST-C190GKT 09050 PG1111C | KINGBRIGHT AVAGO TECHNOLOGIES LITE-ON STANLEY ELECTRIC CO LTD | STE
591 | 5 |  | C1,C26,C27 | CTAOOC | 2378169 | 3 | Standard | Each | 3.0 | U6214CS CAPACITOR FIXED 100U FARADS | 07092-EEEHA1V101XP 06533-UWZ1V101MCL1GS 10220-EMVE350ADA101MF80G | PANASONIC NICHICON CORPORATION CHEMI-CON | STE
592 | 5 |  | C2-C13,C18-C25 | CTAOOC | 2187107-6 | 3 | Not Recommended | Each | 20.0 | CAPACITOR FIXED .1u FARADS 50 VOLTS | 08390 C0805C104K5RAC 07945-CL21B104KBCNNNC | KEMET SAMSUNG | STE
593 | 5 |  | C30,C32-C37,C40-C47 | CTAOOC | 2235239-6 | 2 | Standard | Each | 15.0 | CAPACITOR X7R 100NF 10% 16V 0603 | 08390 C0603C104K4RAC 18981-VJ0603Y104KXJ 11962-CC0603KRX7R7BB104 19214-0603YC104KAT | KEMET VISHAY YAGEO AVX/KYOCERA | STE
594 | 5 |  | C28,C29,C38,C39 | CTAOOC | 2235239-22 | 2 | Standard | Each | 4.0 | CAPACITOR 1U, 10 PERCENT, 16V, CERAMIC, X7R, 0603 | 03041-C1608X7R1C105K 19214-0603YC105KAT2A 08390-C0603C105K4RAC 02862-GRM188R71C105KA12 03041-C1608X7R1C105K080AC | TDK AVX/KYOCERA KEMET MURATA TDK | STE
595 | 5 |  | J82 | CTAOOC | 2256875-9 | 1 | Not Recommended | Each | 1.0 | CONNEC 4.2-5566 2X6C STR PLU-TIN+PEG. WARNING: Unknown Whisker Risk | 01525 39-29-9122 18996-1-794307-1 | MOLEX TE CONNECTIVITY | STE
596 | 5 |  | C31 | CTAOOC | 2183937-10 | 3 | Standard | Each | 1.0 | CAPA TANT 10UF 10% 25V 6032 | 08390-T491C106K025AT 08390-B45196H5106K30 18981-293D106X9025C2TE3 19214-TAJC106K025RNJ | KEMET KEMET VISHAY AVX/KYOCERA | STE
597 | 5 |  | C14-C17 | CTAOOC | 2187107-3 | 1 | Standard | Each | 4.0 | CAPACITOR FIXED .01u FARADS 50 VOLTS | 08390 C0805C103K5RAC 19214-08055C103KAT | KEMET AVX/KYOCERA | STE
598 | 5 |  | R56-R58,VR9-VR11 | CTAOOC | 2182276-6 | 1 | Not Recommended | Each | 6.0 | RESISTOR 5k OHMS 10 PERCENT 400m WATTS. WARNING: Unknown Whisker Risk | 00078-3362P-1-502LF 01667-25PR5KLF 18981-T73YE502K | BOURNS BI TECHNOLOGIES VISHAY | STE
599 | 5 |  | PWB | CTACircuitBoard | 5453164 | 1 | Release | Each | 1.0 | PT800+ XRAY board PWB |  |  | HLE
600 | 6 |  | J1 | CTAOOC | 46-296085P3 | 1 | Restricted | Each | 1.0 | CONNECTOR 4 CONTACTS FOR GOLD PLATED CONTACTS SEE 46-2218 60P3. | 18996-641968-1 | TE CONNECTIVITY | STE
601 | 6 |  | VR4 | CTAOOC | 46-312356P2 | 2 | Restricted | Each | 1.0 | VOLTAGE REFERENCE 5 VOLTS .05 PERCENT 5 PP SO8 | 01649-AD586LRZ | ANALOG DEVICES, INC. | STE
602 | 6 |  | TP0-TP3 | CTAOOC | 46-301752P5 | 3 | Standard | Each | 4.0 | CONNECTOR 1 CONTACTS SURFACE MOUNT PRINTED CIRCUIT TEST POINTS | 04947 5016 ZZC70-TP-107-02-1-T | KEYSTONE ELECTRONICS CORP COMPONENTS CORPORATION | STE
603 | 6 |  | J11,J332,J342 | CTAOOC | 46-221703P17 | 2 | Not Recommended | Each | 3.0 | 025 POS 50 CONT .100 SPACING STRAIGHT W/LONG LATCHES 4-WALL AMP PART IS RESTRICTED DUE TO THE FA CT THAT IT REQUIRES A .250 LONG SCRE W TO RETAIN IT. | 00266 3433-6303 00266 3433-6603 02973 IDH-50PK1-S4-TG30 | 3M (MINNESOTA MINING MFG) 3M (MINNESOTA MINING MFG) ROBINSON NUGENT INC | STA
604 | 6 |  | R47,R52,R59 | CTAOOC | 46-312792P1 | 6 | Standard | Each | 3.0 | RESISTOR 0 OHM 1PERCENT 125MW 0805 JUMPER SURFACE MOUNTING 0 OHM L .079 W .050 T .018 | 18981-CRCW08050000Z0E 06725-RK73Z2AT 05498-ZC0805TW | VISHAY KOA RCD COMPONENTS INC. | STE
605 | 6 |  | R1,R2,R35,R36,R41,R42,R45,R46,R49,R50,R60-R64 | CTAOOC | 46-312792P13 | 4 | Standard | Each | 15.0 | RESISTOR 1k OHMS 1 PERCENT .125 WATTS 0805 CASE SIZE | 11623-NRC10F1001TRF 05498-MC08051001FTW 18981-CRCW08051K00FKE 06725-RK73H2ATTD1001F 00006-WCR0805LF1001F | NIC COMPONENTS CORPORATION RCD COMPONENTS INC. VISHAY KOA IRC | STE
606 | 6 |  | R13-R16 | CTAOOC | 46-312792P24 | 3 | Standard | Each | 4.0 | RESISTOR 20k OHMS 1 PERCENT .125 WATTS | 06725-RK73H2ATTD2002F 05498-MC08052002FTW 18981-CRCW080520K0FKE 00006-WCR0805LF2002F | KOA RCD COMPONENTS INC. VISHAY IRC | STE
607 | 6 |  | R29-R32 | CTAOOC | 46-312792P7 | 4 | Standard | Each | 4.0 | RESISTOR 10k OHMS 1 PERCENT .125 WATTS SURFACE MOUNTING 0805 PACKAGE 100 PPM/DEGREE C 100V L .079 W .050 T .018 | 11623-NRC10F1002TRF 05498-MC08051002FTW 18981-CRCW080510K0FKE 00006-WCR0805LF1002F 06725-RK73H2ATTD1002F | NIC COMPONENTS CORPORATION RCD COMPONENTS INC. VISHAY IRC KOA | STE
608 | 6 |  | R19,R27,R28,R33 | CTAOOC | 46-312792P5 | 5 | Standard | Each | 4.0 | RESISTOR 49.9 OHMS 1 % .125 WATTS 100 PPM/DEGREE C 100V 0805 PACKAGE L .079 W .050 T .018 | 00006-WCR0805LF49R9F 11623-NRC10F49R9TRF 05498-MC080549R9FTW 18981-CRCW080549R9FKE 06725-RK73H2ATTD49R9F | IRC NIC COMPONENTS CORPORATION RCD COMPONENTS INC. VISHAY KOA | STE
609 | 6 |  | R17,R18,R20,R21 | CTAOOC | 46-312792P62 | 4 | Standard | Each | 4.0 | RESISTOR 2M OHMS 1 % .125 WATTS 100 VOLT 100 PPM TC 0805 PACKAGE | 00006-WCR0805LF2004F 18981-CRCW08052M00FKE 11623-NRC10F2004TRF 05498-MC08052004FT101W 02254-MCR10EZPF2004 | IRC VISHAY NIC COMPONENTS CORPORATION RCD COMPONENTS INC. ROHM | STE
610 | 6 |  | R3-R10 | CTAOOC | 46-312792P81 | 6 | Standard | Each | 8.0 | RESISTOR 100 OHMS 1 PERCENT .125 WATTS 100 VOLT 100 PPM TC 0805 PACKAGE | 18981-CRCW0805100RFKE 11962-RC0805FR-07100RL 00006-WCR0805LF1000F 05498-MC08051000FTW 06725-RK73H2ATTD1000F 02254-MCR10EZPF1000 | VISHAY YAGEO IRC RCD COMPONENTS INC. KOA ROHM | STE
611 | 6 |  | R22-R25 | CTAOOC | 46-312792P41 | 3 | Standard | Each | 4.0 | RESISTOR 1M OHMS 1 % .125 WATTS | 18981-CRCW08051M00FKE 06725-RK73H2ATTD1004F 00006-WCR0805LF1004F 05498-MC08051004FTW | VISHAY KOA IRC RCD COMPONENTS INC. | STE
612 | 6 |  | R11,R12,R37-R40,R43,R44,R53,R54,R65,R66 | CTAOOC | 46-312792P117 | 5 | Standard | Each | 12.0 | RESISTOR 3.16k OHMS 1 % .125 WATTS | 11962-RC0805FR-073K16L 00006-WCR0805LF3161F 05498-MC08053161FTW 18981-CRCW08053K16FKE 06725-RK73H2ATTD3161F 02254-MCR10EZPF3161 | YAGEO IRC RCD COMPONENTS INC. VISHAY KOA ROHM | STE
613 | 6 |  | U2,U13 | CTAOOC | 2103629 | 2 | Standard | Each | 2.0 | ANALOG SWITCH AND MUX ANALOG MUX | 18981-DG408DY-E3 | VISHAY | STE
614 | 6 |  | D1-D12 | CTAOOC | 46-315841P2 | 1 | Standard | Each | 12.0 | SEMICONDUCTOR:DIODE 75 VOLTS 200m AM HIGH CONDUCTANCE LOW LEAKAGE SOT-23 | 18846-BAS116LT1G | ON SEMICONDUCTOR | STE
615 | 6 |  | R51 | CTAOOC | 46-312792P113 | 4 | Standard | Each | 1.0 | RESISTOR 2.37k OHMS 1 PERCENT .1 WATTS 100 VOLT 100 PPM TC 0805 PACKAGE | 02254-MCR10EZPF2371 07092-ERJ-6ENF2371V 00006-WCR0805LF2371F 11962-RC0805FR-072K37L 05498-MC0805-2371-FTW 18981-CRCW08052K37FKE 06725-RK73H2ATTP2371F 10302-RMCF 1/10 2.37K 1% 10302-RMCF0805FT2K37 | ROHM PANASONIC IRC YAGEO RCD COMPONENTS INC. VISHAY KOA SEI SEI | STE
616 | 6 |  | U3 | CTAOOC | 2138960-2 | 1 | Restricted | Each | 1.0 | ANALOG SWITCH AND MUX ANALOG MUX 4-CHANNEL DIFFERENTIAL BREAK-BEFORE- MAKE ANALOG MUX SOP16 THIS PART HAS A SETTLING ACCURACY OF LESS THEN 10PPM AT 18 USEC USE 2138960 FOR STANDARD PART | 18981-DG409DY-E3 | VISHAY | STE
617 | 6 |  | U4-U7,U9-U12 | CTAOOC | 2154023 | 2 | Standard | Each | 8.0 | INT DRIVER LIGN 26C31 SO16 .15 SMD | 00036-DS26C31TM NOPB 00495-AM26C31IDE4 00495-DS26C31TM NOPB | NATIONAL SEMICONDUCTOR TEXAS INSTRUMENTS TEXAS INSTRUMENTS | STE
618 | 6 |  | AR1 | CTAOOC | 2110206-2 | 1 | Standard | Each | 1.0 | AMPLIFIER OP AMP LM324 QUAD AMPLIFIER_NEW QUAD LOW POWER DIFFERENTIAL INPUT OPERATIONAL AMPLIFIER LM324A 14-PIN DIP | 18846-LM324ADG | ON SEMICONDUCTOR | STE
619 | 6 |  | U15 | CTAOOC | 2105421 | 1 | Restricted | Each | 1.0 | AMPLIFIER 2 EACH 2 PPM-DEG C 5.2 VOL SINGLE SUPPLY, RAIL TO RAIL LOW POWERFET-INPUT OP AMP | 01649-AD822BRZ | ANALOG DEVICES, INC. | STE
620 | 6 |  | R56-R58,VR9-VR11 | CTAOOC | 2182276-6 | 1 | Not Recommended | Each | 6.0 | RESISTOR 5k OHMS 10 PERCENT 400m WATTS. WARNING: Unknown Whisker Risk | 00078-3362P-1-502LF 01667-25PR5KLF 18981-T73YE502K | BOURNS BI TECHNOLOGIES VISHAY | STE
621 | 6 |  | VR1-VR3,VR5-VR7 | CTAOOC | 2182276-4 | 1 | Not Recommended | Each | 6.0 | RESISTOR 1k OHMS 10 PERCENT 400m WATTS. WARNING: Unknown Whisker Risk | 01667-25PR1KLF 18981-T73YE102K 00078-3362P-1-102LF | BI TECHNOLOGIES VISHAY BOURNS | STE
622 | 6 |  | U1,U8 | CTAOOC | 2154024 | 2 | Standard | Each | 2.0 | INT RECEIV 26C32 SO16 .15 SMD | 00495-AM26C32IDE4 00036-DS26C32ATM NOPB 00495-DS26C32ATM NOPB | TEXAS INSTRUMENTS NATIONAL SEMICONDUCTOR TEXAS INSTRUMENTS | STE
623 | 6 |  | C14-C17 | CTAOOC | 2187107-3 | 1 | Standard | Each | 4.0 | CAPACITOR FIXED .01u FARADS 50 VOLTS | 08390 C0805C103K5RAC 19214-08055C103KAT | KEMET AVX/KYOCERA | STE
624 | 6 |  | C2-C13,C18-C25 | CTAOOC | 2187107-6 | 3 | Not Recommended | Each | 20.0 | CAPACITOR FIXED .1u FARADS 50 VOLTS | 08390 C0805C104K5RAC 07945-CL21B104KBCNNNC | KEMET SAMSUNG | STE
625 | 6 |  | C31 | CTAOOC | 2183937-10 | 3 | Standard | Each | 1.0 | CAPA TANT 10UF 10% 25V 6032 | 08390-T491C106K025AT 08390-B45196H5106K30 18981-293D106X9025C2TE3 19214-TAJC106K025RNJ | KEMET KEMET VISHAY AVX/KYOCERA | STE
626 | 6 |  | C28,C29 | CTAOOC | 2235239-22 | 2 | Standard | Each | 2.0 | CAPACITOR 1U, 10 PERCENT, 16V, CERAMIC, X7R, 0603 | 03041-C1608X7R1C105K 19214-0603YC105KAT2A 08390-C0603C105K4RAC 02862-GRM188R71C105KA12 03041-C1608X7R1C105K080AC | TDK AVX/KYOCERA KEMET MURATA TDK | STE
627 | 6 |  | J82 | CTAOOC | 2256875-9 | 1 | Not Recommended | Each | 1.0 | CONNEC 4.2-5566 2X6C STR PLU-TIN+PEG. WARNING: Unknown Whisker Risk | 01525 39-29-9122 18996-1-794307-1 | MOLEX TE CONNECTIVITY | STE
628 | 6 |  | C30 | CTAOOC | 2235239-6 | 2 | Standard | Each | 1.0 | CAPACITOR X7R 100NF 10% 16V 0603 | 08390 C0603C104K4RAC 18981-VJ0603Y104KXJ 11962-CC0603KRX7R7BB104 19214-0603YC104KAT | KEMET VISHAY YAGEO AVX/KYOCERA | STE
629 | 6 |  | C1,C26,C27 | CTAOOC | 2378169 | 3 | Standard | Each | 3.0 | U6214CS CAPACITOR FIXED 100U FARADS | 07092-EEEHA1V101XP 06533-UWZ1V101MCL1GS 10220-EMVE350ADA101MF80G | PANASONIC NICHICON CORPORATION CHEMI-CON | STE
630 | 6 |  | R26,R34 | CTAOOC | 2338941-17 | 3 | Restricted | Each | 2.0 | RESISTOR 15.8k OHMS .1 Percent 100m WATTS 0805 SMT CHIP 15 PPM DEG C | 05498-BLU0805-1582-BT10W 00006-PCF-W0805LF-12-1582-B 18981-TNPW080515K8BXE 06725-RN732ATTD1582B10 | RCD COMPONENTS INC. IRC VISHAY KOA | STE
631 | 6 |  | DS1,DS2 | CTAOOC | 2279219-2 | 1 | Standard | Each | 2.0 | LED GREEN LTST-C190G 0603 SMD | 18802 AP1608SGC 00941 HSMG-C190 11520 LTST-C190GKT 09050 PG1111C | KINGBRIGHT AVAGO TECHNOLOGIES LITE-ON STANLEY ELECTRIC CO LTD | STE
632 | 6 |  | Q2,Q4 | CTAOOC | 5118750 | 3 | Standard | Each | 2.0 | TRANSISTOR PNP MJD32C DPAK 100V 3A 15W | 00124-MJD32CT4 07643-MJD32CTF | ST MICROELECTRONICS FAIRCHILD | STE
633 | 6 |  | Q1,Q3 | CTAOOC | 5118749 | 3 | Standard | Each | 2.0 | TRANSISTOR NPN MJD31C DPAK 100V 3A 15W | 00124-MJD31C 07643-MJD31CTF | ST MICROELECTRONICS FAIRCHILD | STE
634 | 6 |  | CR1-CR10 | CTAOOC | 2408243-2 | 1 | Restricted | Each | 10.0 | DIODE, TVS, BIDIRECTIONAL, 350W PEAK, 13.3V VZ, 11A PEAK, GBLC12C, SOD323 PACKAGE | 10289-GBLC12C-LF | PROTEK DEVICES | STE
635 | 6 |  | U14 | CTAOOC | 5138662 | 2 | Standard | Each | 1.0 | CONVERTER DAC, 12 BIT, 50KHZ, 2 PER PKG, 10-LEAD MINI SMALL OUTLINE MSOP RM-10 PACKAGE | 01649-AD5322BRMZ | ANALOG DEVICES | STE
636 | 5 |  | Q2,Q4 | CTAOOC | 5118750 | 3 | Standard | Each | 2.0 | TRANSISTOR PNP MJD32C DPAK 100V 3A 15W | 00124-MJD32CT4 07643-MJD32CTF | ST MICROELECTRONICS FAIRCHILD | STE
637 | 5 |  | U14 | CTAOOC | 5138662 | 2 | Standard | Each | 1.0 | CONVERTER DAC, 12 BIT, 50KHZ, 2 PER PKG, 10-LEAD MINI SMALL OUTLINE MSOP RM-10 PACKAGE | 01649-AD5322BRMZ | ANALOG DEVICES | STE
638 | 5 |  | Q1,Q3 | CTAOOC | 5118749 | 3 | Standard | Each | 2.0 | TRANSISTOR NPN MJD31C DPAK 100V 3A 15W | 00124-MJD31C 07643-MJD31CTF | ST MICROELECTRONICS FAIRCHILD | STE
639 | 5 |  | CR1-CR10 | CTAOOC | 2408243-2 | 1 | Restricted | Each | 10.0 | DIODE, TVS, BIDIRECTIONAL, 350W PEAK, 13.3V VZ, 11A PEAK, GBLC12C, SOD323 PACKAGE | 10289-GBLC12C-LF | PROTEK DEVICES | STE
640 | 4 | 1 |  | CTAAssembly | 5444849 | 12 | Release | Each | 1.0 | Positioning Table Assembly |  |  | CCX
641 | 5 | 27 |  | CTAComponent | C1213-M4C008-14 | 1 | Release | Each | 13.0 | GB_T 9074.8，M4x8mm，Grade 4.8 Steel，Zinc finish，RoHS Fastener | 25114-M4/8/PPSTPS/TC1/GB9074.8 | TR FORMAC SHANGHAI PTE LTD | HLE
642 | 5 | 21 |  | CTAComponent | 1000-M12C040-04 | 2 | Release | Each | 8.0 | Hexagon Socket Head Cap Screw, M12-1.75, X40mm Long, Grade 8.8 Steel, Zinc Plated, RoHS Fastener | 11060-M12C40KCSC9Z6/912 20589-10948-03249 10487-1000-M12C040-04 | ANIXTER FASTENAL COMPANY OHTA | STM
643 | 5 | 33 |  | CTAComponent | 2203-M8-07 | 3 | Release | Each | 8.0 | Curved Lock Washer, DIN 128A, M8, Spring Steel, Zinc Plated, RoHS Fastener | 20589-10948-04153 11060-M8NLOCSTMZT/128A | FASTENAL COMPANY ANIXTER | STM
644 | 5 | 24 |  | CTAComponent | 1000-M8C030-04 | 3 | Release | Each | 4.0 | Hexagon Socket Head Cap Screw, M8-1.25, X30mm Long, Grade 8.8 Steel, Zinc Plated, RoHS Fastener | 11060-M8C30KCSC9Z6/912 20589-ZS2580030ZP0000 24140-M8/30/SOHTCS/TC1D/DIN912 10487-1000-M8C030-04 | ANIXTER FASTENAL COMPANY TR FORMAC DIV OF TR FASTENINGS OHTA | STM
645 | 5 | 5 |  | CTAComponent | 5449191 | 1 | Release | Each | 1.0 | Belt Polymax |  |  | HLE
646 | 5 | 7 |  | CTAAssembly | 5446768 | 2 | Release | Each | 1.0 | Back Base Cover |  |  | HLE
647 | 6 | 4 |  | CTAComponent | 5440486 | 1 | Release | Each | 1.0 | Cover For Protecting Mouse |  |  | HLE
648 | 6 | 1 |  | CTAComponent | 5456417 | 2 | Release | Each | 1.0 | Back Base Cover I |  |  | HLE
649 | 6 | 3 |  | CTAComponent | 5449842 | 1 | Release | Each | 1.0 | Joint Board |  |  | HLE
650 | 6 | 2 |  | CTAComponent | 5444522 | 1 | Release | Each | 1.0 | Back Base Cover II |  |  | HLE
651 | 6 | 5 |  | CTAComponent | C1213-M3C006-14 | 1 | Release | Each | 2.0 | GB_T 9074.8，M3x6mm，Grade 4.8 Steel，Zinc finish，RoHS Fastener | 25114-M3/6/PPSTPS/TC1/GB9074.8 | TR FORMAC SHANGHAI PTE LTD | HLE
652 | 5 | 9 |  | CTAComponent | 5439529 | 3 | Release | Each | 1.0 | Middle Base Cover |  |  | HLE
653 | 5 | 8 |  | CTAAssembly | 5459260 | 1 | Release | Each | 1.0 | Front Base Cover |  |  | HLE
654 | 6 | 2 |  | CTAComponent | 5441341 | 1 | Release | Each | 1.0 | Front Base Cover II |  |  | HLE
655 | 6 | 1 |  | CTAComponent | 5447803 | 2 | Release | Each | 1.0 | Front Base Cover I |  |  | HLE
656 | 5 | 6 |  | CTAAssembly | 5460821 | 4 | Release | Each | 1.0 | Electric Control Unit |  |  | CCX
657 | 6 | 13 |  | CTAComponent | 5436979 | 1 | Release | Each | 1.0 | PS800R table power relay |  |  | HLE
658 | 6 | 6 |  | CTAComponent | 5440286 | 2 | Release | Each | 1.0 | terminal board |  |  | CCX
659 | 6 | 5 |  | CTAAssembly | 5447579 | 1 | Release | Each | 1.0 | Transducer Cover For 1100W |  |  | CCX
660 | 7 | 1 |  | CTAComponent | 5462461 | 1 | Release | Each | 1.0 | Shield box for 1100W |  |  | CCX
661 | 7 | 3 |  | CTAComponent | C1213-M3C006-14 | 1 | Release | Each | 6.0 | GB_T 9074.8，M3x6mm，Grade 4.8 Steel，Zinc finish，RoHS Fastener | 25114-M3/6/PPSTPS/TC1/GB9074.8 | TR FORMAC SHANGHAI PTE LTD | HLE
662 | 7 | 2 |  | CTAComponent | 5459448 | 1 | Release | Each | 1.0 | Cover piece for 1100W |  |  | CCX
663 | 6 | 7 |  | CTAComponent | 5454576 | 2 | Release | Each | 1.0 | Transformer |  |  | CCX
664 | 6 | 3 |  | CTAAssembly | 5453702 | 1 | Release | Each | 1.0 | Transducer Cover For 750W |  |  | CCX
665 | 7 | 2 |  | CTAComponent | 5460992 | 1 | Release | Each | 1.0 | Cover piece for 750W |  |  | CCX
666 | 7 | 3 |  | CTAComponent | C1213-M3C006-14 | 1 | Release | Each | 4.0 | GB_T 9074.8，M3x6mm，Grade 4.8 Steel，Zinc finish，RoHS Fastener | 25114-M3/6/PPSTPS/TC1/GB9074.8 | TR FORMAC SHANGHAI PTE LTD | HLE
667 | 7 | 1 |  | CTAComponent | 5438148 | 1 | Release | Each | 1.0 | Shield Box For 750W |  |  | CCX
668 | 6 | 9 |  | CTAComponent | 5168929 | 1 | Release | Each | 3.0 | copper socket |  |  | HLE
669 | 6 | 15 |  | CTAComponent | 5462293 | 2 | Release | Each | 1.0 | Switch Power |  |  | CCX
670 | 6 | 12 |  | CTAComponent | 5457946 | 1 | Release | Each | 9.0 | RICHCO FTH-7A1-RT FLAT TIE HOLDER 25.4x25.4x7.1mm, ACCOMODATES 5x2mm |  |  | HLE
671 | 6 | 8 |  | CTAComponent | 5462129 | 2 | Release | Each | 1.0 | Switch power |  |  | CCX
672 | 6 | 11 |  | CTAComponent | 5462290 | 1 | Release | Each | 1.0 | Copper Ground Bar |  |  | CCX
673 | 6 | 10 |  | CTAComponent | 5457748 | 1 | Release | Each | 1.0 | Bracket for Copper Termination |  |  | CCX
674 | 6 | 16 |  | CTAComponent | 1007-M4C012-14 | 1 | Release | Each | 5.0 | Phillips Pan Head Screw, ISO 7045, M4-0.7, X12mm Long, Grade 4.8 Steel, Zinc Plated, RoHS Fastener | 20589-10948-03571 11060-M4C12MXPSTZ6/7985 | FASTENAL COMPANY ANIXTER | STM
675 | 6 | 17 |  | CTAComponent | 1007-M6C012-14 | 1 | Release | Each | 1.0 | Phillips Pan Head Screw, ISO 7045, M6-1, X12mm Long, Grade 4.8 Steel, Zinc Plated, RoHS Fastener | 20589-10948-03583 11060-M6C12MXPSTZ6/7985 | FASTENAL COMPANY ANIXTER | STM
676 | 6 | 18 |  | CTAComponent | 1010-M4C006-14 | 2 | Release | Each | 9.0 | Phillips Flat Head Screw, ISO 7046, M4-0.7, X6mm Long, Grade 4.8 Steel, Zinc Plated, RoHS Fastener | 11060-M4C6MXFSTZ6/965A A0996-BN 388 M4-0.7 x 6mm CR6+FREE 12217-25030-109 | ANIXTER BOSSARD MIDWEST PRODUCTS & ENGINEERING | STM
677 | 6 | 14 |  | CTAComponent | 5492790 | 1 | Release | Each | 1.0 | Transform Cover |  |  | CCX
678 | 6 | 1 |  | CTAAssembly | 5492643 | 1 | Release | Each | 1.0 | Base Board welding For Electric Control Unit |  |  | CCX
679 | 7 | 2 |  | CTAComponent | 5492644 | 1 | Release | Each | 1.0 | Connection board |  |  | CCX
680 | 7 | 1 |  | CTAComponent | 5452884 | 1 | Release | Each | 1.0 | Base Board For Electric Control Unit |  |  | CCX
681 | 6 | 26 |  | CTAComponent | 5445416-3 | 1 | Release | Each | 2.0 | AVID PRODUCTS STEEL P-CLAMP or R-clamp DIA7.9, WIDE9.7,19243 SCP-5-323-203 |  |  | HLE
682 | 6 | 24 |  | CTAComponent | 5438742 | 2 | Release | Each | 5.0 | Fuse Holder |  |  | CCX
683 | 6 | 25 |  | CTAComponent | 5445416-2 | 1 | Release | Each | 2.0 | AVID PRODUCTS STEEL P-CLAMP or R-clamp DIA6.4, WIDE9.7, 19243-SCP-4-323-203 |  |  | HLE
684 | 6 | 23 |  | CTAComponent | 2000-M6-03 | 3 | Release | Each | 1.0 | Flat Washer, ISO7089, M6, Steel 200HV, Zinc Plated, RoHS Fastener | 20589-10948-03457 10487-2000-M6-03 11060-M6NWSFSTZ6/125ATP 24140-M6/-/PWSTWA/TC1/DIN125 | FASTENAL COMPANY OHTA ANIXTER TR FORMAC DIV OF TR FASTENINGS | STM
685 | 6 | 19 |  | CTAComponent | C1213-M4C008-14 | 1 | Release | Each | 43.0 | GB_T 9074.8，M4x8mm，Grade 4.8 Steel，Zinc finish，RoHS Fastener | 25114-M4/8/PPSTPS/TC1/GB9074.8 | TR FORMAC SHANGHAI PTE LTD | HLE
686 | 6 | 20 |  | CTAComponent | C1213-M4C012-14 | 1 | Release | Each | 8.0 | GB_T 9074.8，M4x12mm，Grade 4.8 Steel，Zinc finish，RoHS Fastener | 25114-M4/12/PPSTPS/TC1/GB9074.8 | TR FORMAC SHANGHAI PTE LTD | HLE
687 | 6 | 22 |  | CTAComponent | C1213-M3C010-14 | 1 | Release | Each | 2.0 | GB_T 9074.8，M3x10mm，Grade 4.8 Steel，Zinc finish，RoHS Fastener | 25114-M3/10/PPSTPS/TC1/GB9074.8 | TR FORMAC SHANGHAI PTE LTD | HLE
688 | 6 | 21 |  | CTAComponent | C1213-M4C025-14 | 1 | Release | Each | 2.0 | GB_T 9074.8，M4x25mm，Grade 4.8 Steel，Zinc finish，RoHS Fastener | 25114-M4/25/PPSTPS/TC1/GB9074.8 | TR FORMAC SHANGHAI PTE LTD | HLE
689 | 6 | 2 |  | ECCCollectorPart | 5476828 | 3 | Release | Each | 1.0 | PT800+ tube frequency inverter collector |  |  | HLE
690 | 7 |  | f1 | CTAComponent | 5458335 | 1 | Release | Each | 1.0 | PT800+ tube frequency inverter |  |  | HLE
691 | 6 | 4 |  | ECCCollectorPart | 5476829 | 4 | Release | Each | 1.0 | PT800+ tilt frequency inverter collector |  |  | HLE
692 | 7 |  | f3 | CTAComponent | 5462131 | 1 | Release | Each | 1.0 | PT800+ tilt frequency inverter |  |  | HLE
693 | 5 | 4 |  | CTAAssembly | 5445977 | 4 | Release | Each | 1.0 | Tilting Motor Assembly |  |  | CCX
694 | 6 | 8 |  | CTAComponent | 1006-M8C020-04 | 2 | Release | Each | 4.0 | Hexagon Head Screw, ISO 4017, M8-1.25, X20mm Long, Grade 8.8 Steel, Zinc Plated, RoHS Fastener | 20589-10948-03861 11060-M8C20HCSC9Z6/933 A0996-BN 56 M8 x 20mm CR6+FREE 24140-M8/20/HHHTMC/TC1/GB5783 | FASTENAL COMPANY ANIXTER BOSSARD TR FORMAC DIV OF TR FASTENINGS | STM
695 | 6 | 9 |  | CTAComponent | 1006-M8C030-04 | 2 | Release | Each | 4.0 | Hexagon Head Screw, ISO 4017, M8-1.25, X30mm Long, Grade 8.8 Steel, Zinc Plated, RoHS Fastener | 11060-M8C30HCSC9Z6/933 20589-10948-03863 A0996-BN 56 M8 x 30mm CR6+FREE 24140-M8/30/HHHTMC/TC1/GB5783 | ANIXTER FASTENAL COMPANY BOSSARD TR FORMAC DIV OF TR FASTENINGS | STM
696 | 6 | 12 |  | CTAComponent | 1000-M8C080-04 | 1 | Release | Each | 1.0 | Hexagon Socket Head Cap Screw, M8-1.25, X80mm Long, Grade 8.8 Steel, Zinc Plated, RoHS Fastener | 10487-1000-M8C080-04 | OHTA | STM
697 | 6 | 13 |  | CTAComponent | 2000-M8-03 | 2 | Release | Each | 9.0 | Flat Washer, ISO7089, M8, Steel 200HV, Zinc Plated, RoHS Fastener | 11060-M8NWSFSTZ6/125ATP 20589-10948-03458 25114-2000-M8-03 | ANIXTER FASTENAL COMPANY TR FORMAC SHANGHAI PTE LTD | STM
698 | 6 | 14 |  | CTAComponent | 2203-M8-07 | 3 | Release | Each | 4.0 | Curved Lock Washer, DIN 128A, M8, Spring Steel, Zinc Plated, RoHS Fastener | 20589-10948-04153 11060-M8NLOCSTMZT/128A | FASTENAL COMPANY ANIXTER | STM
699 | 6 | 11 |  | CTAComponent | 1040-M5C008-27 | 2 | Release | Each | 2.0 | Hexagon Set Screw with Cup Point, M5-0.8, X8mm Long, Grade 45H Steel, Black Oxide RoHS Fastener | A0996-1032496 11060-M5C8KKCA1/916 20589-10948-04197 24140-M5/8/HSHTPC/BO1 | BOSSARD ANIXTER FASTENAL COMPANY TR FORMAC DIV OF TR FASTENINGS | STM
700 | 6 | 7 |  | CTAComponent | 5439532 | 1 | Release | Each | 1.0 | U Pressing Board |  |  | CCX
701 | 6 | 3 |  | CTAComponent | 5441943 | 1 | Release | Each | 4.0 | rubber washer |  |  | CCX
702 | 6 | 5 |  | CTAComponent | 5438730 | 1 | Release | Each | 1.0 | 1100W Motor Belt Wheel |  |  | CCX
703 | 6 | 17 |  | CTAComponent | 5436665 | 1 | Release | Each | 1.0 | Press Spring |  |  | CCX
704 | 6 | 15 |  | CTAComponent | 5445416-2 | 1 | Release | Each | 1.0 | AVID PRODUCTS STEEL P-CLAMP or R-clamp DIA6.4, WIDE9.7, 19243-SCP-4-323-203 |  |  | HLE
705 | 6 | 1 |  | CTAAssembly | 5455380 | 1 | Release | Each | 1.0 | Tilting Motor Base Board Welding Assembly |  |  | CCX
706 | 7 | 2 |  | CTAComponent | 5461015 | 1 | Release | Each | 1.0 | Tilting Motor Base Board |  |  | CCX
707 | 7 | 1 |  | CTAComponent | 5436892 | 1 | Release | Each | 1.0 | Spring Stopper |  |  | CCX
708 | 6 | 2 |  | CTAAssembly | 5445173 | 1 | Release | Each | 1.0 | Titling Motor Slide Board Welding |  |  | CCX
709 | 7 | 2 |  | CTAComponent | 5461014 | 1 | Release | Each | 1.0 | U block |  |  | CCX
710 | 7 | 3 |  | CTAComponent | 3000-M8C-04 | 1 | Release | Each | 5.0 | Hexagon Nut, ISO4032, M8-1.25, Grade 8 Steel, Zinc Plated, RoHS Fastener | 20589-10948-03689 11060-M8CNFHSTZ6/934 | FASTENAL COMPANY ANIXTER | STM
711 | 7 | 1 |  | CTAComponent | 5443767 | 1 | Release | Each | 1.0 | Titling Motor Slide Board |  |  | CCX
712 | 6 | 10 |  | CTAComponent | C1213-M4C012-14 | 1 | Release | Each | 4.0 | GB_T 9074.8，M4x12mm，Grade 4.8 Steel，Zinc finish，RoHS Fastener | 25114-M4/12/PPSTPS/TC1/GB9074.8 | TR FORMAC SHANGHAI PTE LTD | HLE
713 | 6 | 16 |  | CTAComponent | 5492575 | 1 | Release | Each | 2.0 | OD24 x H15MM |  |  | CCX
714 | 6 | 4 |  | CTAComponent | 5460237 | 2 | Release | Each | 1.0 | PT800+ 1100W Motor |  |  | HLE
715 | 5 | 32 |  | CTAComponent | 2203-M12-07 | 3 | Release | Each | 8.0 | Curved Lock Washer, DIN 128A, M12, Spring Steel, Zinc Plated, RoHS Fastener | 20589-10948-04155 11060-M12NLOCSTMZT/128A | FASTENAL COMPANY ANIXTER | STM
716 | 5 | 2 |  | CTAAssembly | 5444314 | 4 | Release | Each | 1.0 | Cassette |  |  | CCX
717 | 6 | 7 |  | CTAComponent | 1010-M4C006-14 | 2 | Release | Each | 11.0 | Phillips Flat Head Screw, ISO 7046, M4-0.7, X6mm Long, Grade 4.8 Steel, Zinc Plated, RoHS Fastener | 11060-M4C6MXFSTZ6/965A A0996-BN 388 M4-0.7 x 6mm CR6+FREE 12217-25030-109 | ANIXTER BOSSARD MIDWEST PRODUCTS & ENGINEERING | STM
718 | 6 | 6 |  | CTAComponent | 1007-M4C010-14 | 2 | Release | Each | 7.0 | Phillips Pan Head Screw, ISO 7045, M4-0.7, X10mm Long, Grade 4.8 Steel, Zinc Plated, RoHS Fastener | 11060-M4C10MXPSTZ6/7985 20589-10948-03570 24140-M4/10/PPSTMC/TC1/ISO7045 | ANIXTER FASTENAL COMPANY TR FORMAC DIV OF TR FASTENINGS | STM
719 | 6 | 5 |  | CTAComponent | 5457946 | 1 | Release | Each | 3.0 | RICHCO FTH-7A1-RT FLAT TIE HOLDER 25.4x25.4x7.1mm, ACCOMODATES 5x2mm |  |  | HLE
720 | 6 | 1 |  | CTAAssembly | 5454751 | 1 | Release | Each | 1.0 | Cassette frame |  |  | CCX
721 | 7 | 1 |  | CTAAssembly | 5448638 | 1 | Release | Each | 1.0 | Cassette base |  |  | CCX
722 | 8 | 1 |  | CTAAssembly | 5460243 | 1 | Release | Each | 1.0 | Cassette bottom |  |  | CCX
723 | 9 | 2 |  | CTAComponent | 5436100 | 1 | Release | Each | 1.0 | II bracket |  |  | CCX
724 | 9 | 3 |  | CTAComponent | 5442983 | 1 | Release | Each | 2.0 | II bracket rib |  |  | CCX
725 | 9 | 1 |  | CTAComponent | 5491734 | 1 | Release | Each | 1.0 | Cassette housing bottom cover |  |  | CCX
726 | 9 | 5 |  | CTAAssembly | 5438950 | 1 | Release | Each | 1.0 | Cassette bottom frame |  |  | CCX
727 | 10 | 2 |  | CTAComponent | 5457203 | 1 | Release | Each | 1.0 | Cassette frame top beam |  |  | CCX
728 | 10 | 3 |  | CTAComponent | 5442174 | 1 | Release | Each | 1.0 | Cassette frame foot beam |  |  | CCX
729 | 10 | 1 |  | CTAComponent | 5446206 | 1 | Release | Each | 3.0 | Cassette frame left beam |  |  | CCX
730 | 10 | 5 |  | CTAComponent | 5453940 | 1 | Release | Each | 2.0 | Cassette frame rib |  |  | CCX
731 | 10 | 6 |  | CTAComponent | 5454752 | 1 | Release | Each | 4.0 | Cassette install nut |  |  | CCX
732 | 10 | 4 |  | CTAComponent | 5453097 | 1 | Release | Each | 2.0 | Colum install base |  |  | CCX
733 | 9 | 4 |  | CTAComponent | 5449390 | 1 | Release | Each | 4.0 | Bolt |  |  | CCX
734 | 8 | 3 |  | CTAComponent | 5447808 | 1 | Release | Each | 2.0 | Cassette beam cover |  |  | CCX
735 | 8 | 2 |  | CTAAssembly | 5495565 | 1 | Release | Each | 1.0 | Cassette top cover assembly |  |  | CCX
736 | 9 | 2 |  | CTAComponent | 5457202 | 1 | Release | Each | 4.0 | Grid bracket |  |  | CCX
737 | 9 | 1 |  | CTAComponent | 5491733 | 1 | Release | Each | 1.0 | Cassette housing top cover |  |  | CCX
738 | 7 | 4 |  | CTAComponent | 2000-M4-03 | 3 | Release | Each | 10.0 | FLAT WASHER - NORMAL SERIES, ISO 7089, M4 CLASS 200H STEEL, ZINC PLATED RoHS FASTENER | 24140-M4/-/PWSTWA/TC1/DIN125 10487-2000-M4-03 A0996-BN 343 M4 CR6+FREE 24432-11103691 11060-M4NWSFSTZ6/125ATP | TR FORMAC DIV OF TR FASTENINGS OHTA BOSSARD FASTENAL ANIXTER | STM
739 | 7 | 3 |  | CTAComponent | 1007-M4C016-14 | 1 | Release | Each | 10.0 | Phillips Pan Head Screw, ISO 7045, M4-0.7, X16mm Long, Grade 4.8 Steel, Zinc Plated, RoHS Fastener | 20589-10948-03572 11060-M4C16MXPSTZ6/7985 | FASTENAL COMPANY ANIXTER | STM
740 | 7 | 2 |  | CTAComponent | 5442982 | 1 | Release | Each | 2.0 | Tray rail |  |  | CCX
741 | 7 | 5 |  | CTAComponent | C2106-M4-02 | 3 | Release | Each | 10.0 | Spring Lock Washer, M4, Zinc plated, Rohs Fastener | 24140-C2106-M4-02 | TR FORMAC DIV OF TR FASTENINGS | HLE
742 | 6 | 3 |  | CTAComponent | 5442173 | 1 | Release | Each | 1.0 | Cassette bottom cover |  |  | CCX
743 | 6 | 8 |  | CTAComponent | 2000-M4-03 | 3 | Release | Each | 7.0 | FLAT WASHER - NORMAL SERIES, ISO 7089, M4 CLASS 200H STEEL, ZINC PLATED RoHS FASTENER | 24140-M4/-/PWSTWA/TC1/DIN125 10487-2000-M4-03 A0996-BN 343 M4 CR6+FREE 24432-11103691 11060-M4NWSFSTZ6/125ATP | TR FORMAC DIV OF TR FASTENINGS OHTA BOSSARD FASTENAL ANIXTER | STM
744 | 6 | 9 |  | CTAComponent | C2106-M4-02 | 3 | Release | Each | 7.0 | Spring Lock Washer, M4, Zinc plated, Rohs Fastener | 24140-C2106-M4-02 | TR FORMAC DIV OF TR FASTENINGS | HLE
745 | 6 | 4 |  | CTAAssembly | 5495566 | 1 | Release | Each | 4.0 | Grid limiter |  |  | CCX
746 | 7 | 2 |  | CTAComponent | 5491737 | 1 | Release | Each | 1.0 | Grid limiter buffer |  |  | CCX
747 | 7 | 1 |  | CTAComponent | 5491736 | 1 | Release | Each | 1.0 | Grid limiter plate |  |  | CCX
748 | 6 | 2 |  | CTAAssembly | 5491735 | 1 | Release | Each | 1.0 | Tray switch assembly |  |  | CCX
749 | 7 | 3 |  | CTAComponent | 5436678 | 1 | Release | Each | 1.0 | MICRO SWITCH |  |  | HLE
750 | 7 | 4 |  | CTAComponent | 5453710 | 2 | Release | Each | 1.0 | MICRO SWITCH |  |  | HLE
751 | 7 | 5 |  | CTAComponent | 1007-M3C016-14 | 1 | Release | Each | 2.0 | Phillips Pan Head Screw, ISO 7045, M3-0.5, X16mm Long, Grade 4.8 Steel, Zinc Plated, RoHS Fastener | 20589-10948-03567 11060-M3C16MXPSTZ6/7985 | FASTENAL COMPANY ANIXTER | STM
752 | 7 | 2 |  | CTAComponent | 5453099 | 1 | Release | Each | 1.0 | Buffer pad |  |  | CCX
753 | 7 | 7 |  | CTAComponent | 2106-M3-05 | 2 | Release | Each | 2.0 | Spring Lock Washer with Flat Ends JIS B1251, M3, Spring Steel, Zinc Plated, Rohs Fastener | 24140-MEP M3/SPSTWA/TC1D/JIS B1251 | TR FORMAC DIV OF TR FASTENINGS | STM
754 | 7 | 6 |  | CTAComponent | 2000-M3-03 | 2 | Release | Each | 2.0 | WASHER PLAIN - LARGE 3.2 MM 7 MM , HV200, Steel, Zinc plate RoHS Washer | 10487-2000-M3-03 23983-6083737 24140-200-M3-03 | OHTA BOSSARD CHINA TR FORMAC DIV OF TR FASTENINGS | STM
755 | 7 | 8 |  | CTAComponent | 5442753 | 1 | Release | Each | 1.0 | insulation sheet |  |  | CCX
756 | 7 | 1 |  | CTAComponent | 5498229 | 1 | Release | Each | 1.0 | Tray switch holder |  |  | CCX
757 | 5 | 1 |  | CTAAssembly | 5450426 | 4 | Release | Each | 1.0 | Table Base Assembly |  |  | CCX
758 | 6 | 5 |  | CTAAssembly | 5445966 | 1 | Release | Each | 1.0 | Slide frame |  |  | CCX
759 | 7 | 2 |  | CTAComponent | 5455609 | 1 | Release | Each | 1.0 | Slide frame foot beam |  |  | CCX
760 | 7 | 3 |  | CTAComponent | 5449849 | 1 | Release | Each | 2.0 | Slide frame top beam |  |  | CCX
761 | 7 | 1 |  | CTAComponent | 5440506 | 1 | Release | Each | 1.0 | Slide frame right beam |  |  | CCX
762 | 7 | 7 |  | CTAComponent | 5438178 | 1 | Release | Each | 3.0 | Rib |  |  | CCX
763 | 7 | 4 |  | CTAComponent | 5457201 | 1 | Release | Each | 2.0 | Slide frame left beam |  |  | CCX
764 | 7 | 5 |  | CTAComponent | 5454750 | 1 | Release | Each | 4.0 | Cassette holder |  |  | CCX
765 | 7 | 6 |  | CTAComponent | 5450650 | 1 | Release | Each | 1.0 | Roller bracket |  |  | CCX
766 | 7 | 9 |  | CTAComponent | 5462486 | 1 | Release | Each | 2.0 | Horizontal bearing bracket holder |  |  | CCX
767 | 7 | 11 |  | CTAComponent | 5491738 | 1 | Release | Each | 4.0 | Cassette housing mounting rib |  |  | CCX
768 | 7 | 10 |  | CTAComponent | 5437398 | 1 | Release | Each | 1.0 | Chain bracket |  |  | CCX
769 | 7 | 8 |  | CTAComponent | 5448637 | 1 | Release | Each | 2.0 | Vertical bearing bracket holder |  |  | CCX
770 | 6 | 1 |  | CTAAssembly | 5451214 | 1 | Release | Each | 1.0 | Base Assembly |  |  | CCX
771 | 7 | 1 |  | CTAAssembly | 5456956 | 1 | Release | Each | 1.0 | Base Welding Assembly |  |  | CCX
772 | 8 | 2 |  | CTAComponent | 5440482 | 1 | Release | Each | 1.0 | Dustpan Cover |  |  | CCX
773 | 8 | 4 |  | CTAComponent | 5444519 | 1 | Release | Each | 1.0 | Middle Reinforce Board |  |  | CCX
774 | 8 | 3 |  | CTAComponent | 5443738 | 1 | Release | Each | 1.0 | Front Reinforce Board |  |  | CCX
775 | 8 | 1 |  | CTAComponent | 5436072 | 1 | Release | Each | 2.0 | Bottom Reinforce Board |  |  | CCX
776 | 8 | 6 |  | CTAComponent | 5447787 | 1 | Release | Each | 1.0 | Triangle board |  |  | CCX
777 | 8 | 8 |  | CTAComponent | 5457943 | 1 | Release | Each | 1.0 | Rear wall board |  |  | CCX
778 | 8 | 7 |  | CTAComponent | 5452248 | 1 | Release | Each | 1.0 | Bottom board |  |  | CCX
779 | 8 | 5 |  | CTAComponent | 5446179 | 1 | Release | Each | 1.0 | Front Wall Board |  |  | CCX
780 | 7 | 4 |  | CTAComponent | 5453693 | 1 | Release | Each | 1.0 | bush |  |  | CCX
781 | 7 | 6 |  | CTAComponent | 1000-M8C030-04 | 3 | Release | Each | 2.0 | Hexagon Socket Head Cap Screw, M8-1.25, X30mm Long, Grade 8.8 Steel, Zinc Plated, RoHS Fastener | 11060-M8C30KCSC9Z6/912 20589-ZS2580030ZP0000 24140-M8/30/SOHTCS/TC1D/DIN912 10487-1000-M8C030-04 | ANIXTER FASTENAL COMPANY TR FORMAC DIV OF TR FASTENINGS OHTA | STM
782 | 7 | 5 |  | CTAComponent | 5456189 | 1 | Release | Each | 1.0 | PRESSING PLATE |  |  | CCX
783 | 7 | 3 |  | CTAComponent | 5444316 | 1 | Release | Each | 1.0 | WASHER CIRCLE |  |  | CCX
784 | 7 | 2 |  | CTAAssembly | 5453700 | 1 | Release | Each | 1.0 | Cable Clamp Assembly |  |  | CCX
785 | 8 | 2 |  | CTAComponent | 5443740 | 1 | Release | Each | 1.0 | Base For Cable Clamp |  |  | CCX
786 | 8 | 1 |  | CTAComponent | C1213-M4C012-14 | 1 | Release | Each | 2.0 | GB_T 9074.8，M4x12mm，Grade 4.8 Steel，Zinc finish，RoHS Fastener | 25114-M4/12/PPSTPS/TC1/GB9074.8 | TR FORMAC SHANGHAI PTE LTD | HLE
787 | 8 | 3 |  | CTAComponent | 5446762 | 1 | Release | Each | 1.0 | Cover For Cable Clamp |  |  | CCX
788 | 7 | 9 |  | CTAComponent | 1010-M4C012-14 | 2 | Release | Each | 6.0 | Phillips Flat Head Screw, ISO 7046, M4-0.7, X12mm Long, Grade 4.8 Steel, Zinc Plated, RoHS Fastener | 11060-M4C12MXFSTZ6/965A 20589-10948-03509 24140-M4/12/KPSTMC/TC1/DIN965 | ANIXTER FASTENAL COMPANY TR FORMAC DIV OF TR FASTENINGS | STM
789 | 7 | 10 |  | CTAComponent | 2000-M10-03 | 2 | Release | Each | 2.0 | Flat Washer, ISO7089, M10, Steel 200HV, Zinc Plated, RoHS Fastener | 20589-10948-03459 11060-M10NWSFSTZ6/125ATP 10487-2000-M10-03 | FASTENAL COMPANY ANIXTER OHTA | STM
790 | 7 | 8 |  | CTAComponent | C1213-M4C030-14 | 1 | Release | Each | 4.0 | GB_T 9074.8，M4x30mm，Grade 4.8 Steel，Zinc finish，RoHS Fastener | 25114-M4/30/PPSTPS/TC1/GB9074.8 | TR FORMAC SHANGHAI PTE LTD | HLE
791 | 7 | 7 |  | CTAComponent | 1007-M4C012-14 | 1 | Release | Each | 4.0 | Phillips Pan Head Screw, ISO 7045, M4-0.7, X12mm Long, Grade 4.8 Steel, Zinc Plated, RoHS Fastener | 20589-10948-03571 11060-M4C12MXPSTZ6/7985 | FASTENAL COMPANY ANIXTER | STM
792 | 7 | 14 |  | CTAComponent | 5492688 | 1 | Release | Each | 1.0 | GB_T93-1987, M18, Grade Normal Steel, Black Oxide finish, RoHS Fastener |  |  | CCX
793 | 7 | 15 |  | CTAComponent | 5492689 | 1 | Release | Each | 2.0 | GB_T93-1987, M20, Grade Normal Steel, Black Oxide finish, RoHS Fastener |  |  | CCX
794 | 7 | 12 |  | CTAComponent | 2000-M8-03 | 2 | Release | Each | 2.0 | Flat Washer, ISO7089, M8, Steel 200HV, Zinc Plated, RoHS Fastener | 11060-M8NWSFSTZ6/125ATP 20589-10948-03458 25114-2000-M8-03 | ANIXTER FASTENAL COMPANY TR FORMAC SHANGHAI PTE LTD | STM
795 | 7 | 13 |  | CTAComponent | 2203-M10-07 | 2 | Release | Each | 2.0 | Curved Lock Washer, DIN 128A, M10, Spring Steel, Zinc Plated, RoHS Fastener | 20589-10948-04154 11060-M10NLOCSTZ6/128A | FASTENAL COMPANY ANIXTER | STM
796 | 7 | 11 |  | CTAComponent | 2000-M20-03 | 1 | Release | Each | 2.0 | Flat Washer, ISO7089, M20, Steel 200HV, Zinc Plated, RoHS Fastener | 20589-10948-04411 11060-M20NWSFSTZ6/125ATH | FASTENAL COMPANY ANIXTER | STM
797 | 7 | 18 |  | CTAComponent | 5444317 | 1 | Release | Each | 2.0 | CAM FOLLOWER CF10BUUR IKO |  |  | CCX
798 | 7 | 17 |  | CTAComponent | 5457946 | 1 | Release | Each | 6.0 | RICHCO FTH-7A1-RT FLAT TIE HOLDER 25.4x25.4x7.1mm, ACCOMODATES 5x2mm |  |  | HLE
799 | 7 | 16 |  | CTAComponent | 2203-M8-07 | 3 | Release | Each | 2.0 | Curved Lock Washer, DIN 128A, M8, Spring Steel, Zinc Plated, RoHS Fastener | 20589-10948-04153 11060-M8NLOCSTMZT/128A | FASTENAL COMPANY ANIXTER | STM
800 | 7 | 20 |  | CTAComponent | 5456958 | 1 | Release | Each | 1.0 | CAM FOLLOWER CFE18VBUUR IKO |  |  | CCX
801 | 7 | 19 |  | CTAComponent | 5462283 | 1 | Release | Each | 2.0 | CAM FOLLOWER CF20BUUR IKO |  |  | CCX
802 | 6 | 4 |  | CTAAssembly | 5445967 | 1 | Release | Each | 1.0 | Vertical bearing top limiter |  |  | CCX
803 | 7 | 1 |  | CTAComponent | 1040-M6C010-27 | 1 | Release | Each | 1.0 | Hexagon Set Screw with Cup Point, M6-1, X10mm Long, Grade 45H Steel, Black Oxide RoHS Fastener | 11060-M6C10KKCST/916 A0996-1032704 20589-10948-04201 | ANIXTER BOSSARD FASTENAL COMPANY | STM
804 | 7 | 3 |  | CTAComponent | 5455605 | 1 | Release | Each | 1.0 | CAM FOLLOWER CF18BUU IKO |  |  | CCX
805 | 7 | 4 |  | CTAComponent | 5456425 | 1 | Release | Each | 1.0 | Vertical bearing top limiter bracket |  |  | CCX
806 | 7 | 2 |  | CTAComponent | 5456958 | 1 | Release | Each | 1.0 | CAM FOLLOWER CFE18VBUUR IKO |  |  | CCX
807 | 6 | 3 |  | CTAAssembly | 5437173 | 1 | Release | Each | 1.0 | Gear Box Of Table Rotation |  |  | CCX
808 | 7 | 2 |  | CTAComponent | 5457743 | 1 | Release | Each | 1.0 | Base Belt Wheel |  |  | CCX
809 | 7 | 4 |  | CTAComponent | 1040-M5C008-27 | 2 | Release | Each | 1.0 | Hexagon Set Screw with Cup Point, M5-0.8, X8mm Long, Grade 45H Steel, Black Oxide RoHS Fastener | A0996-1032496 11060-M5C8KKCA1/916 20589-10948-04197 24140-M5/8/HSHTPC/BO1 | BOSSARD ANIXTER FASTENAL COMPANY TR FORMAC DIV OF TR FASTENINGS | STM
810 | 7 | 3 |  | CTAAssembly | 5454528 | 1 | Release | Each | 1.0 | gear assembly |  |  | CCX
811 | 8 | 2 |  | CTAComponent | 5441934 | 1 | Release | Each | 1.0 | Circlip for hole-GB893.1-86 75 Series Fastener Drawing RoHS Compliant |  |  | CCX
812 | 8 | 4 |  | CTAComponent | 5450420 | 1 | Release | Each | 1.0 | bear flange |  |  | CCX
813 | 8 | 3 |  | CTAComponent | 5492772 | 1 | Release | Each | 1.0 | Circlip for shaft-GB894.1-86 45 Series Fastener Drawing RoHS Compliant |  |  | CCX
814 | 8 | 1 |  | CTAComponent | 5459256 | 1 | Release | Each | 1.0 | bear for base gear box |  |  | HLE
815 | 8 | 5 |  | CTAComponent | 5437944 | 1 | Release | Each | 1.0 | PINION GEAR |  |  | CCX
816 | 7 | 1 |  | CTAComponent | T310-2192 | 6 | Release | Each | 1.0 | REDUCTION UNT |  |  | HLE
817 | 6 | 2 |  | CTAAssembly | 5457751 | 1 | Release | Each | 1.0 | Main Frame Assembly |  |  | CCX
818 | 7 | 1 |  | CTAAssembly | 5437940 | 1 | Release | Each | 1.0 | main frame |  |  | CCX
819 | 8 | 1 |  | CTAAssembly | 5444520 | 1 | Release | Each | 1.0 | Front wall welding assembly |  |  | CCX
820 | 9 | 2 |  | CTAComponent | 5445374 | 1 | Release | Each | 1.0 | front wall part 2 |  |  | CCX
821 | 9 | 3 |  | CTAComponent | 5448612 | 1 | Release | Each | 1.0 | front wall part 3 |  |  | CCX
822 | 9 | 1 |  | CTAComponent | 5436868 | 1 | Release | Each | 1.0 | front wall part 1 |  |  | CCX
823 | 9 | 5 |  | CTAComponent | 5446180 | 1 | Release | Each | 1.0 | front wall part 5 |  |  | CCX
824 | 9 | 4 |  | CTAComponent | 5457171 | 1 | Release | Each | 1.0 | front wall part 4 |  |  | CCX
825 | 8 | 4 |  | CTAComponent | 5445375 | 1 | Release | Each | 1.0 | frame part 2 |  |  | CCX
826 | 8 | 3 |  | CTAAssembly | 5458690 | 1 | Release | Each | 1.0 | Back wall welding assembly |  |  | CCX
827 | 9 | 1 |  | CTAComponent | 5460991 | 1 | Release | Each | 1.0 | back wall part part 1 |  |  | CCX
828 | 9 | 2 |  | CTAComponent | 5451405 | 1 | Release | Each | 1.0 | back wall part part 2 |  |  | CCX
829 | 9 | 3 |  | CTAComponent | 5457944 | 1 | Release | Each | 1.0 | back wall part part 3 |  |  | CCX
830 | 9 | 4 |  | CTAComponent | 5461753 | 1 | Release | Each | 1.0 | back wall part part 4 |  |  | CCX
831 | 9 | 5 |  | CTAComponent | 5443739 | 1 | Release | Each | 1.0 | back wall part part 5 |  |  | CCX
832 | 9 | 6 |  | CTAComponent | 5462460 | 1 | Release | Each | 1.0 | back wall part part 6 |  |  | CCX
833 | 9 | 7 |  | CTAComponent | 5442151 | 1 | Release | Each | 1.0 | back wall part part 7 |  |  | CCX
834 | 9 | 8 |  | CTAComponent | 5444521 | 1 | Release | Each | 2.0 | back wall part part 8 |  |  | CCX
835 | 9 | 9 |  | CTAComponent | 5448613 | 1 | Release | Each | 1.0 | back wall part part 9 |  |  | CCX
836 | 9 | 10 |  | CTAComponent | 5453076 | 1 | Release | Each | 1.0 | back wall part part 10 |  |  | CCX
837 | 9 | 11 |  | CTAComponent | 5436073 | 1 | Release | Each | 1.0 | back wall part part 11 |  |  | CCX
838 | 9 | 12 |  | CTAComponent | 5440483 | 1 | Release | Each | 2.0 | back wall part part 12 |  |  | CCX
839 | 9 | 13 |  | CTAComponent | 5459449 | 1 | Release | Each | 1.0 | back wall part 13 |  |  | CCX
840 | 9 | 14 |  | CTAComponent | 5492693 | 1 | Release | Each | 3.0 | Back wall part 14 |  |  | CCX
841 | 8 | 2 |  | CTAComponent | 5451406 | 1 | Release | Each | 1.0 | frame part 1 |  |  | CCX
842 | 8 | 5 |  | CTAComponent | 5449365 | 1 | Release | Each | 1.0 | frame part 3 |  |  | CCX
843 | 8 | 6 |  | CTAComponent | 5461754 | 1 | Release | Each | 1.0 | frame part 4 |  |  | CCX
844 | 8 | 7 |  | CTAComponent | 5436869 | 1 | Release | Each | 2.0 | frame part 5 |  |  | CCX
845 | 8 | 8 |  | CTAComponent | 5457172 | 1 | Release | Each | 2.0 | frame part 6 |  |  | CCX
846 | 8 | 9 |  | CTAComponent | 5454721 | 1 | Release | Each | 1.0 | frame part 7 |  |  | CCX
847 | 8 | 10 |  | CTAComponent | 5457945 | 1 | Release | Each | 1.0 | frame part 8 |  |  | CCX
848 | 8 | 11 |  | CTAComponent | 5439712 | 1 | Release | Each | 1.0 | frame part 9 |  |  | CCX
849 | 8 | 12 |  | CTAComponent | 5492694 | 1 | Release | Each | 3.0 | Frame part 10 |  |  | CCX
850 | 7 | 4 |  | CTAComponent | 5452879 | 1 | Release | Each | 1.0 | limited block |  |  | CCX
851 | 7 | 3 |  | CTAComponent | 5441936 | 1 | Release | Each | 1.0 | rail |  |  | CCX
852 | 7 | 5 |  | CTAComponent | 5441114 | 1 | Release | Each | 3.0 | L joint |  |  | CCX
853 | 7 | 2 |  | CTAComponent | 5439525 | 1 | Release | Each | 1.0 | SECTOR GEAR |  |  | CCX
854 | 7 | 7 |  | CTAComponent | 5449641 | 1 | Release | Each | 1.0 | BOARD FOR ANGLE SWITCH |  |  | CCX
855 | 7 | 9 |  | CTAComponent | 5439528 | 2 | Release | Each | 1.0 | -30 degree block |  |  | CCX
856 | 7 | 8 |  | CTAComponent | 5441115 | 1 | Release | Each | 1.0 | 90 degree block |  |  | CCX
857 | 7 | 10 |  | CTAComponent | 5441939 | 1 | Release | Each | 1.0 | joint bracket II for rubber protector |  |  | CCX
858 | 7 | 6 |  | CTAComponent | 5439527 | 2 | Release | Each | 2.0 | L joint |  |  | CCX
859 | 7 | 11 |  | CTAComponent | 5436661 | 1 | Release | Each | 1.0 | joint bracket I for rubber protector |  |  | CCX
860 | 7 | 13 |  | CTAComponent | 5453694 | 1 | Release | Each | 1.0 | bracket of energy Chain |  |  | CCX
861 | 7 | 14 |  | CTAComponent | 5446204 | 1 | Release | Each | 1.0 | Bracket II of Energy Chain |  |  | CCX
862 | 7 | 15 |  | CTAAssembly | 5456961 | 1 | Release | Each | 1.0 | base board for column moving motor |  |  | CCX
863 | 8 | 2 |  | CTAComponent | 5442750 | 1 | Release | Each | 1.0 | bracket of gear box |  |  | CCX
864 | 8 | 1 |  | CTAComponent | 5441112 | 1 | Release | Each | 1.0 | base board |  |  | CCX
865 | 8 | 3 |  | CTAComponent | 5492737 | 1 | Release | Each | 2.0 | end cover |  |  | CCX
866 | 7 | 12 |  | CTAAssembly | 5446766 | 1 | Release | Each | 1.0 | cable clamp |  |  | CCX
867 | 8 | 2 |  | CTAAssembly | 5453700 | 1 | Release | Each | 1.0 | Cable Clamp Assembly |  |  | CCX
868 | 9 | 2 |  | CTAComponent | 5443740 | 1 | Release | Each | 1.0 | Base For Cable Clamp |  |  | CCX
869 | 9 | 1 |  | CTAComponent | C1213-M4C012-14 | 1 | Release | Each | 2.0 | GB_T 9074.8，M4x12mm，Grade 4.8 Steel，Zinc finish，RoHS Fastener | 25114-M4/12/PPSTPS/TC1/GB9074.8 | TR FORMAC SHANGHAI PTE LTD | HLE
870 | 9 | 3 |  | CTAComponent | 5446762 | 1 | Release | Each | 1.0 | Cover For Cable Clamp |  |  | CCX
871 | 8 | 3 |  | CTAAssembly | 5457746 | 1 | Release | Each | 1.0 | base for cable clamp |  |  | CCX
872 | 9 | 2 |  | CTAComponent | 5441352 | 1 | Release | Each | 1.0 | Joint Column |  |  | CCX
873 | 9 | 1 |  | CTAComponent | 5449848 | 1 | Release | Each | 1.0 | Base Board |  |  | CCX
874 | 8 | 1 |  | CTAComponent | 5492966 | 1 | Release | Each | 1.0 | Circlip for shaft-GB894.1-86 15 Series Fastener Drawing RoHS Compliant |  |  | CCX
875 | 7 | 19 |  | CTAComponent | 5492717 | 1 | Release | Each | 1.0 | joint bracket |  |  | CCX
876 | 7 | 17 |  | CTAComponent | 5492719 | 1 | Release | Each | 1.0 | Mechanical stopper for 90 degree |  |  | CCX
877 | 7 | 18 |  | CTAComponent | 5492718 | 1 | Release | Each | 1.0 | Mechanical stopper for -30 degree |  |  | CCX
878 | 7 | 16 |  | CTAComponent | 5437945 | 1 | Release | Each | 1.0 | slide board |  |  | CCX
879 | 7 | 21 |  | CTAComponent | 1000-M12C025-07 | 1 | Release | Each | 3.0 | Hexagon Socket Head Cap Screw, M12-1.75, X25mm Long, Grade12.9 Steel, Black Oxide, RoHS Fastener | 20589-10948-03276 11060-M12C25KCSC4/912 A0996-1008900 | FASTENAL COMPANY ANIXTER BOSSARD | STM
880 | 7 | 24 |  | CTAComponent | 1000-M6C016-04 | 4 | Release | Each | 6.0 | Hexagon Socket Head Cap Screw, M6-1, X16mm Long, Grade 8.8 Steel, Zinc Plated, RoHS Fastener | 20589-10948-03239 10487-1000-M6C016-04 24140-M6/16/SOHTCS/TC1D/DIN912 11060-M6C16KCSC9Z6/912 A0996-BN 4 M6 x 16mm CR6+FREE | FASTENAL COMPANY OHTA TR FORMAC DIV OF TR FASTENINGS ANIXTER BOSSARD | STM
881 | 7 | 25 |  | CTAComponent | 1000-M8C016-04 | 3 | Release | Each | 17.0 | Hexagon Socket Head Cap Screw, M8-1.25, X16mm Long, Grade 8.8 Steel, Zinc Plated, RoHS Fastener | 11060-M8C16KCSC9Z6/912 20589-10948-04703 24140-M8/16/SOHTCS/TC1D/DIN912 10487-1000-M8C016-04 | ANIXTER FASTENAL COMPANY TR FORMAC DIV OF TR FASTENINGS OHTA | STM
882 | 7 | 23 |  | CTAComponent | 1000-M5C025-04 | 3 | Release | Each | 2.0 | Hexagon Socket Head Cap Screw, M5-0.8, X25mm Long, Grade 8.8 Steel, Zinc Plated, RoHS Fastener | 11060-M5C25KCSC9Z6/912 25114-1000-M5C025-04 20589-11103214 10487-1000-M5C025-04 | ANIXTER TR FORMAC SHANGHAI PTE LTD FASTENAL COMPANY OHTA | STM
883 | 7 | 22 |  | CTAComponent | 1000-M12C030-04 | 3 | Release | Each | 9.0 | Hexagon Socket Head Cap Screw, M12-1.75, X30mm Long, Grade 8.8 Steel, Zinc Plated, RoHS Fastener | 11060-M12C30KCSC9Z6/912 20589-10948-03247 24140-M12/30/HHSTBL/TC1D 10487-1000-M12C030-04 | ANIXTER FASTENAL COMPANY TR FORMAC DIV OF TR FASTENINGS OHTA | STM
884 | 7 | 29 |  | CTAComponent | 2001-M6-03 | 2 | Release | Each | 4.0 | Large Flat Washer, ISO7093, M6, Steel 200HV, Zinc Plated, RoHS Fastener | 11060-M6NWFESTZ6/9021TH 20589-10948-03486 24140-M6/-/PWSTWA/TC1/ISO7093 | ANIXTER FASTENAL COMPANY TR FORMAC DIV OF TR FASTENINGS | STM
885 | 7 | 27 |  | CTAComponent | C1213-M4C012-14 | 1 | Release | Each | 31.0 | GB_T 9074.8，M4x12mm，Grade 4.8 Steel，Zinc finish，RoHS Fastener | 25114-M4/12/PPSTPS/TC1/GB9074.8 | TR FORMAC SHANGHAI PTE LTD | HLE
886 | 7 | 28 |  | CTAComponent | 2000-M12-03 | 1 | Release | Each | 3.0 | Flat Washer, ISO7089, M12, Steel 200HV, Zinc Plated, RoHS Fastener | 11060-M12NWSFSTZ6/125ATP 20589-10948-03460 | ANIXTER FASTENAL COMPANY | STM
887 | 7 | 26 |  | CTAComponent | 1000-M8C065-04 | 1 | Release | Each | 1.0 | Hexagon Socket Head Cap Screw, M8-1.25, X65mm Long, Grade 8.8 Steel, Zinc Plated, RoHS Fastener | 10487-1000-M8C065-04 | OHTA | STM
888 | 7 | 31 |  | CTAComponent | 2203-M12-07 | 3 | Release | Each | 3.0 | Curved Lock Washer, DIN 128A, M12, Spring Steel, Zinc Plated, RoHS Fastener | 20589-10948-04155 11060-M12NLOCSTMZT/128A | FASTENAL COMPANY ANIXTER | STM
889 | 7 | 32 |  | CTAComponent | 2106-M5-14 | 1 | Release | Each | 2.0 | Spring Lock Washer with Flat Ends JIS B1251, M5, Spring Stainless Steel, Rohs Fastener | 24140-2106-M5-14 | TR FORMAC DIV OF TR FASTENINGS | STM
890 | 7 | 33 |  | CTAComponent | 2203-M6-07 | 5 | Release | Each | 6.0 | Curved Lock Washer, DIN 128A, M6, Spring Steel, Zinc Plated, RoHS Fastener | 11060-M6NLOCSTZ6/128A A0996-BN 770 M6 CR6+FREE 24140-M6/-/SSSTWA/TC1D/DIN128A 20589-10948-04152 | ANIXTER BOSSARD TR FORMAC DIV OF TR FASTENINGS FASTENAL COMPANY | STM
891 | 7 | 30 |  | CTAComponent | 2000-M8-03 | 2 | Release | Each | 1.0 | Flat Washer, ISO7089, M8, Steel 200HV, Zinc Plated, RoHS Fastener | 11060-M8NWSFSTZ6/125ATP 20589-10948-03458 25114-2000-M8-03 | ANIXTER FASTENAL COMPANY TR FORMAC SHANGHAI PTE LTD | STM
892 | 7 | 37 |  | CTAComponent | C2106-M8-80 | 1 | Release | Each | 17.0 | GB_T 93，M8，Spring Steel，Black Oxide finish，RoHS Fastener | 25114-M8/-/SRSTWA/BO/GB93 | TR FORMAC SHANGHAI PTE LTD | HLE
893 | 7 | 34 |  | CTAComponent | 2203-M8-07 | 3 | Release | Each | 1.0 | Curved Lock Washer, DIN 128A, M8, Spring Steel, Zinc Plated, RoHS Fastener | 20589-10948-04153 11060-M8NLOCSTMZT/128A | FASTENAL COMPANY ANIXTER | STM
894 | 7 | 36 |  | CTAComponent | C2106-M12-02 | 1 | Release | Each | 7.0 | GB_T 93，M12，Spring Steel，Zinc finish，RoHS Fastener | 25114-M12/-/SRSTWA/TC1/GB93 | TR FORMAC SHANGHAI PTE LTD | HLE
895 | 7 | 35 |  | CTAComponent | 5445416-2 | 1 | Release | Each | 1.0 | AVID PRODUCTS STEEL P-CLAMP or R-clamp DIA6.4, WIDE9.7, 19243-SCP-4-323-203 |  |  | HLE
896 | 6 | 8 |  | CTAComponent | 5449179 | 1 | Release | Each | 2.0 | Roll adjust plate |  |  | CCX
897 | 6 | 9 |  | CTAAssembly | 5436658 | 1 | Release | Each | 1.0 | Vertical bearing foot limiter |  |  | CCX
898 | 7 | 1 |  | CTAComponent | 1040-M6C010-27 | 1 | Release | Each | 1.0 | Hexagon Set Screw with Cup Point, M6-1, X10mm Long, Grade 45H Steel, Black Oxide RoHS Fastener | 11060-M6C10KKCST/916 A0996-1032704 20589-10948-04201 | ANIXTER BOSSARD FASTENAL COMPANY | STM
899 | 7 | 4 |  | CTAComponent | 5457968 | 1 | Release | Each | 1.0 | Vertical bearing foot limiter bracket |  |  | CCX
900 | 7 | 3 |  | CTAComponent | 5455605 | 1 | Release | Each | 1.0 | CAM FOLLOWER CF18BUU IKO |  |  | CCX
901 | 7 | 2 |  | CTAComponent | 5456958 | 1 | Release | Each | 1.0 | CAM FOLLOWER CFE18VBUUR IKO |  |  | CCX
902 | 6 | 10 |  | CTAAssembly | 5498243 | 1 | Release | Each | 1.0 | Chain Connector |  |  | CCX
903 | 7 | 2 |  | CTAComponent | 2000-M6-03 | 3 | Release | Each | 2.0 | Flat Washer, ISO7089, M6, Steel 200HV, Zinc Plated, RoHS Fastener | 20589-10948-03457 10487-2000-M6-03 11060-M6NWSFSTZ6/125ATP 24140-M6/-/PWSTWA/TC1/DIN125 | FASTENAL COMPANY OHTA ANIXTER TR FORMAC DIV OF TR FASTENINGS | STM
904 | 7 | 3 |  | CTAComponent | C2106-M6-02 | 3 | Release | Each | 2.0 | Spring Lock Washer, M6, Zinc plated, Rohs Fastener | 24140-C2106-M6-02 | TR FORMAC DIV OF TR FASTENINGS | HLE
905 | 7 | 1 |  | CTAComponent | 1000-M6C020-04 | 4 | Release | Each | 2.0 | Hexagon Socket Head Cap Screw, M6-1, X20mm Long, Grade 8.8 Steel, Zinc Plated, RoHS Fastener | 11060-M6C20KCSC9Z6/912 10487-1000-M6C020-04 24140-M6/20/SOHTCS/TC1D/DIN912 20589-10948-03240 A0996-BN 4 M6 x 20mm CR6+FREE | ANIXTER OHTA TR FORMAC DIV OF TR FASTENINGS FASTENAL COMPANY BOSSARD | STM
906 | 7 | 5 |  | CTAComponent | 5436894 | 1 | Release | Each | 1.0 | Chain connector plate |  |  | CCX
907 | 7 | 4 |  | CTAAssembly | 5498254 | 1 | Release | Each | 1.0 | Chain connector base |  |  | CCX
908 | 8 | 2 |  | CTAComponent | 5491740 | 1 | Release | Each | 1.0 | Chain connector L shape frame |  |  | CCX
909 | 8 | 1 |  | CTAComponent | 5491739 | 1 | Release | Each | 1.0 | Chain connector dentate plate |  |  | CCX
910 | 6 | 6 |  | CTAComponent | 5492777 | 1 | Release | Each | 1.0 | limited board |  |  | CCX
911 | 6 | 7 |  | CTAComponent | 5453943 | 1 | Release | Each | 4.0 | Roller shaft |  |  | CCX
912 | 6 | 12 |  | CTAComponent | 5452029 | 1 | Release | Each | 1.0 | cover |  |  | CCX
913 | 6 | 13 |  | CTAAssembly | 5452028 | 1 | Release | Each | 1.0 | Top Motor Assembly |  |  | CCX
914 | 7 | 2 |  | CTAAssembly | 5456367 | 6 | Release | Each | 1.0 | Table TOP motor assembly |  |  | CCX
915 | 8 | 2 |  | CTAComponent | 5456367-1 | 2 | Release | Each | 1.0 | Table TOP motor assembly-resistor and cable |  |  | HLE
916 | 8 | 1 |  | CTAComponent | 5120418-1 | 2 | Release | Each | 1.0 | AC gear motor, 25W |  |  | HLE
917 | 7 | 3 |  | CTAComponent | 5449646 | 1 | Release | Each | 1.0 | top gear |  |  | CCX
918 | 7 | 1 |  | CTAComponent | 5445170 | 1 | Release | Each | 1.0 | motor board |  |  | CCX
919 | 7 | 6 |  | CTAComponent | C1213-M3C010-14 | 1 | Release | Each | 2.0 | GB_T 9074.8，M3x10mm，Grade 4.8 Steel，Zinc finish，RoHS Fastener | 25114-M3/10/PPSTPS/TC1/GB9074.8 | TR FORMAC SHANGHAI PTE LTD | HLE
920 | 7 | 4 |  | CTAComponent | C1213-M4C012-14 | 1 | Release | Each | 3.0 | GB_T 9074.8，M4x12mm，Grade 4.8 Steel，Zinc finish，RoHS Fastener | 25114-M4/12/PPSTPS/TC1/GB9074.8 | TR FORMAC SHANGHAI PTE LTD | HLE
921 | 7 | 5 |  | CTAComponent | 1040-M5C008-27 | 2 | Release | Each | 2.0 | Hexagon Set Screw with Cup Point, M5-0.8, X8mm Long, Grade 45H Steel, Black Oxide RoHS Fastener | A0996-1032496 11060-M5C8KKCA1/916 20589-10948-04197 24140-M5/8/HSHTPC/BO1 | BOSSARD ANIXTER FASTENAL COMPANY TR FORMAC DIV OF TR FASTENINGS | STM
922 | 6 | 11 |  | CTAAssembly | 5459999 | 1 | Release | Each | 1.0 | Back Sprocket Assembly |  |  | CCX
923 | 7 | 1 |  | CTAComponent | 5462285 | 1 | Release | Each | 2.0 | Bearing NSK6005ZZ |  |  | CCX
924 | 7 | 4 |  | CTAAssembly | 5446764 | 1 | Release | Each | 1.0 | bracket of head sprocket wheel |  |  | CCX
925 | 8 | 1 |  | CTAComponent | 5453094 | 1 | Release | Each | 1.0 | Bracket 1 |  |  | CCX
926 | 8 | 4 |  | CTAComponent | 5462483 | 1 | Release | Each | 1.0 | Bracket 4 |  |  | CCX
927 | 8 | 3 |  | CTAComponent | 5436891 | 1 | Release | Each | 1.0 | Bracket 3 |  |  | CCX
928 | 8 | 2 |  | CTAComponent | 5458708 | 1 | Release | Each | 1.0 | Bracket 2 |  |  | CCX
929 | 7 | 3 |  | CTAComponent | 5445169 | 1 | Release | Each | 1.0 | Sprocket Wheel In Head End |  |  | CCX
930 | 7 | 2 |  | CTAComponent | 5455376 | 1 | Release | Each | 1.0 | Circlip for shaft-GB894.1-86 25 Series Fastener Drawing RoHS Compliant |  |  | CCX
931 | 7 | 6 |  | CTAComponent | 5453696 | 1 | Release | Each | 1.0 | washer circl |  |  | CCX
932 | 7 | 5 |  | CTAComponent | 5451207 | 1 | Release | Each | 1.0 | shaft |  |  | CCX
933 | 6 | 14 |  | CTAAssembly | 5461548 | 1 | Release | Each | 1.0 | PRESSING UNIT |  |  | CCX
934 | 7 | 2 |  | CTAAssembly | 5492808 | 1 | Release | Each | 1.0 | bearing holder welding |  |  | CCX
935 | 8 | 2 |  | CTAComponent | 5492809 | 1 | Release | Each | 1.0 | bearing holder 2 |  |  | CCX
936 | 8 | 3 |  | CTAComponent | 5492810 | 1 | Release | Each | 1.0 | bearing holder 3 |  |  | CCX
937 | 8 | 1 |  | CTAComponent | 5436660 | 1 | Release | Each | 1.0 | bear holder |  |  | CCX
938 | 7 | 3 |  | CTAAssembly | 5492811 | 1 | Release | Each | 1.0 | guide unit |  |  | CCX
939 | 8 | 3 |  | CTAComponent | 2000-M8-03 | 2 | Release | Each | 1.0 | Flat Washer, ISO7089, M8, Steel 200HV, Zinc Plated, RoHS Fastener | 11060-M8NWSFSTZ6/125ATP 20589-10948-03458 25114-2000-M8-03 | ANIXTER FASTENAL COMPANY TR FORMAC SHANGHAI PTE LTD | STM
940 | 8 | 4 |  | CTAComponent | 2203-M8-07 | 3 | Release | Each | 1.0 | Curved Lock Washer, DIN 128A, M8, Spring Steel, Zinc Plated, RoHS Fastener | 20589-10948-04153 11060-M8NLOCSTMZT/128A | FASTENAL COMPANY ANIXTER | STM
941 | 8 | 2 |  | CTAComponent | 5492812 | 1 | Release | Each | 1.0 | guide block |  |  | CCX
942 | 8 | 5 |  | CTAComponent | 3000-M8C-04 | 1 | Release | Each | 1.0 | Hexagon Nut, ISO4032, M8-1.25, Grade 8 Steel, Zinc Plated, RoHS Fastener | 20589-10948-03689 11060-M8CNFHSTZ6/934 | FASTENAL COMPANY ANIXTER | STM
943 | 8 | 1 |  | CTAComponent | 5445972 | 2 | Release | Each | 1.0 | Shaft |  |  | CCX
944 | 7 | 1 |  | CTAComponent | 5455605 | 1 | Release | Each | 1.0 | CAM FOLLOWER CF18BUU IKO |  |  | CCX
945 | 6 | 15 |  | CTAAssembly | 5457747 | 2 | Release | Each | 2.0 | bearing holder for top |  |  | CCX
946 | 7 | 1 |  | CTAComponent | 5456398 | 1 | Release | Each | 1.0 | bear support |  |  | CCX
947 | 7 | 4 |  | CTAComponent | 5438151 | 1 | Release | Each | 1.0 | CAM FOLLOWER CFE10BUUR IKO |  |  | CCX
948 | 7 | 3 |  | CTAComponent | 5438725 | 1 | Release | Each | 1.0 | CAM FOLLOWER IKO CF12BUUR |  |  | CCX
949 | 7 | 2 |  | CTAComponent | 1040-M5C008-27 | 2 | Release | Each | 2.0 | Hexagon Set Screw with Cup Point, M5-0.8, X8mm Long, Grade 45H Steel, Black Oxide RoHS Fastener | A0996-1032496 11060-M5C8KKCA1/916 20589-10948-04197 24140-M5/8/HSHTPC/BO1 | BOSSARD ANIXTER FASTENAL COMPANY TR FORMAC DIV OF TR FASTENINGS | STM
950 | 6 | 16 |  | CTAAssembly | 5447589 | 1 | Release | Each | 2.0 | front switch assembly I |  |  | CCX
951 | 7 | 1 |  | CTAComponent | 5445975 | 1 | Release | Each | 1.0 | switch support |  |  | CCX
952 | 7 | 4 |  | CTAComponent | 5436678 | 1 | Release | Each | 1.0 | MICRO SWITCH |  |  | HLE
953 | 7 | 5 |  | CTAComponent | 5445171 | 1 | Release | Each | 1.0 | thread hole board |  |  | CCX
954 | 7 | 3 |  | CTAComponent | 5453710 | 2 | Release | Each | 1.0 | MICRO SWITCH |  |  | HLE
955 | 7 | 2 |  | CTAComponent | 5442753 | 1 | Release | Each | 1.0 | insulation sheet |  |  | CCX
956 | 7 | 6 |  | CTAComponent | 5450421 | 1 | Release | Each | 1.0 | through hole board |  |  | CCX
957 | 6 | 18 |  | CTAAssembly | 5448395 | 1 | Release | Each | 1.0 | head switch assembly |  |  | CCX
958 | 7 | 2 |  | CTAComponent | 5459257 | 1 | Release | Each | 1.0 | thread hole plate |  |  | CCX
959 | 7 | 4 |  | CTAComponent | 5447590 | 1 | Release | Each | 1.0 | through hole plate |  |  | CCX
960 | 7 | 3 |  | CTAComponent | 5460819 | 1 | Release | Each | 1.0 | insulation piece |  |  | CCX
961 | 7 | 1 |  | CTAComponent | 5441937 | 1 | Release | Each | 1.0 | switch bracket |  |  | CCX
962 | 7 | 6 |  | CTAComponent | C1213-M4C030-14 | 1 | Release | Each | 2.0 | GB_T 9074.8，M4x30mm，Grade 4.8 Steel，Zinc finish，RoHS Fastener | 25114-M4/30/PPSTPS/TC1/GB9074.8 | TR FORMAC SHANGHAI PTE LTD | HLE
963 | 7 | 5 |  | CTAComponent | 5461564 | 2 | Release | Each | 1.0 | MICRO SWITCH |  |  | HLE
964 | 6 | 17 |  | CTAAssembly | 5453698 | 1 | Release | Each | 1.0 | front switch assembly II |  |  | CCX
965 | 7 | 2 |  | CTAComponent | 5442753 | 1 | Release | Each | 1.0 | insulation sheet |  |  | CCX
966 | 7 | 3 |  | CTAComponent | 5445171 | 1 | Release | Each | 1.0 | thread hole board |  |  | CCX
967 | 7 | 1 |  | CTAComponent | 5445975 | 1 | Release | Each | 1.0 | switch support |  |  | CCX
968 | 7 | 5 |  | CTAComponent | 5436678 | 1 | Release | Each | 1.0 | MICRO SWITCH |  |  | HLE
969 | 7 | 6 |  | CTAComponent | 5453710 | 2 | Release | Each | 1.0 | MICRO SWITCH |  |  | HLE
970 | 7 | 4 |  | CTAComponent | 5450421 | 1 | Release | Each | 1.0 | through hole board |  |  | CCX
971 | 6 | 19 |  | CTAAssembly | 5445976 | 1 | Release | Each | 1.0 | middle switch assembly |  |  | CCX
972 | 7 | 1 |  | CTAComponent | 5441937 | 1 | Release | Each | 1.0 | switch bracket |  |  | CCX
973 | 7 | 4 |  | CTAComponent | 5447590 | 1 | Release | Each | 1.0 | through hole plate |  |  | CCX
974 | 7 | 6 |  | CTAComponent | C1213-M4C030-14 | 1 | Release | Each | 2.0 | GB_T 9074.8，M4x30mm，Grade 4.8 Steel，Zinc finish，RoHS Fastener | 25114-M4/30/PPSTPS/TC1/GB9074.8 | TR FORMAC SHANGHAI PTE LTD | HLE
975 | 7 | 5 |  | CTAComponent | 5448409 | 2 | Release | Each | 1.0 | MICRO SWITCH |  |  | HLE
976 | 7 | 3 |  | CTAComponent | 5460819 | 1 | Release | Each | 1.0 | insulation piece |  |  | CCX
977 | 7 | 2 |  | CTAComponent | 5459257 | 1 | Release | Each | 1.0 | thread hole plate |  |  | CCX
978 | 6 | 20 |  | CTAAssembly | 5457745 | 1 | Release | Each | 1.0 | foot switch assembly |  |  | CCX
979 | 7 | 2 |  | CTAComponent | 5459257 | 1 | Release | Each | 1.0 | thread hole plate |  |  | CCX
980 | 7 | 3 |  | CTAComponent | 5460819 | 1 | Release | Each | 1.0 | insulation piece |  |  | CCX
981 | 7 | 1 |  | CTAComponent | 5441937 | 1 | Release | Each | 1.0 | switch bracket |  |  | CCX
982 | 7 | 5 |  | CTAComponent | 5461564 | 2 | Release | Each | 1.0 | MICRO SWITCH |  |  | HLE
983 | 7 | 6 |  | CTAComponent | C1213-M4C030-14 | 1 | Release | Each | 2.0 | GB_T 9074.8，M4x30mm，Grade 4.8 Steel，Zinc finish，RoHS Fastener | 25114-M4/30/PPSTPS/TC1/GB9074.8 | TR FORMAC SHANGHAI PTE LTD | HLE
984 | 7 | 4 |  | CTAComponent | 5447590 | 1 | Release | Each | 1.0 | through hole plate |  |  | CCX
985 | 6 | 25 |  | CTAAssembly | 5445974 | 1 | Release | Each | 1.0 | Bearing Support |  |  | CCX
986 | 7 | 2 |  | CTAComponent | 5437174 | 1 | Release | Each | 1.0 | bearing NSK 1305 |  |  | CCX
987 | 7 | 1 |  | CTAAssembly | 5450424 | 1 | Release | Each | 1.0 | Support Board welding |  |  | CCX
988 | 8 | 2 |  | CTAComponent | 5492788 | 1 | Release | Each | 1.0 | joint column |  |  | CCX
989 | 8 | 1 |  | CTAComponent | 5449187 | 1 | Release | Each | 1.0 | support board |  |  | CCX
990 | 6 | 22 |  | CTAAssembly | 5447591 | 1 | Release | Each | 1.0 | rear switch assembly |  |  | CCX
991 | 7 | 2 |  | CTAComponent | 5459257 | 1 | Release | Each | 1.0 | thread hole plate |  |  | CCX
992 | 7 | 1 |  | CTAComponent | 5443540 | 1 | Release | Each | 1.0 | rear switch bracket |  |  | CCX
993 | 7 | 7 |  | CTAComponent | C2106-M4-02 | 3 | Release | Each | 2.0 | Spring Lock Washer, M4, Zinc plated, Rohs Fastener | 24140-C2106-M4-02 | TR FORMAC DIV OF TR FASTENINGS | HLE
994 | 7 | 6 |  | CTAComponent | 5448409 | 2 | Release | Each | 2.0 | MICRO SWITCH |  |  | HLE
995 | 7 | 5 |  | CTAComponent | 2000-M4-03 | 3 | Release | Each | 2.0 | FLAT WASHER - NORMAL SERIES, ISO 7089, M4 CLASS 200H STEEL, ZINC PLATED RoHS FASTENER | 24140-M4/-/PWSTWA/TC1/DIN125 10487-2000-M4-03 A0996-BN 343 M4 CR6+FREE 24432-11103691 11060-M4NWSFSTZ6/125ATP | TR FORMAC DIV OF TR FASTENINGS OHTA BOSSARD FASTENAL ANIXTER | STM
996 | 7 | 4 |  | CTAComponent | 1000-M4C050-04 | 2 | Release | Each | 2.0 | Hexagon Socket Head Cap Screw, M4-0.7, X50mm Long, Grade 8.8 Steel, Zinc Plated, RoHS Fastener | 11060-M4C50KCSC9Z6/912 20589-10948-04273 24140-1000-M4C050-04 | ANIXTER FASTENAL COMPANY TR FORMAC DIV OF TR FASTENINGS | STM
997 | 7 | 3 |  | CTAComponent | 5460819 | 1 | Release | Each | 2.0 | insulation piece |  |  | CCX
998 | 6 | 21 |  | CTAAssembly | 5441113 | 1 | Release | Each | 1.0 | MSW fitting assembly |  |  | CCX
999 | 7 | 2 |  | CTAComponent | 5459257 | 1 | Release | Each | 2.0 | thread hole plate |  |  | CCX
1000 | 7 | 4 |  | CTAComponent | 5447590 | 1 | Release | Each | 2.0 | through hole plate |  |  | CCX
1001 | 7 | 3 |  | CTAComponent | 5460819 | 1 | Release | Each | 2.0 | insulation piece |  |  | CCX
1002 | 7 | 1 |  | CTAComponent | 5441938 | 1 | Release | Each | 2.0 | top switch bracket |  |  | CCX
1003 | 7 | 6 |  | CTAComponent | C1213-M4C030-14 | 1 | Release | Each | 4.0 | GB_T 9074.8，M4x30mm，Grade 4.8 Steel，Zinc finish，RoHS Fastener | 25114-M4/30/PPSTPS/TC1/GB9074.8 | TR FORMAC SHANGHAI PTE LTD | HLE
1004 | 7 | 5 |  | CTAComponent | 5448409 | 2 | Release | Each | 2.0 | MICRO SWITCH |  |  | HLE
1005 | 6 | 23 |  | CTAComponent | 5437175 | 1 | Release | Each | 1.0 | front switch cover |  |  | CCX
1006 | 6 | 24 |  | CTAAssembly | 5454529 | 1 | Release | Each | 1.0 | Driveing Unit of L Column Assembly |  |  | CCX
1007 | 7 | 1 |  | CTAComponent | T310-2199 | 0 | Release | Each | 1.0 | GEAR |  |  | HLE
1008 | 7 | 4 |  | CTAComponent | 1040-M5C012-27 | 1 | Release | Each | 4.0 | Hexagon Set Screw with Cup Point, M5-0.8, X12mm Long, Grade 45H Steel, Black Oxide RoHS Fastener | 11060-M5C12KKCA1/916 A0996-1032526 20589-10948-04199 | ANIXTER BOSSARD FASTENAL COMPANY | STM
1009 | 7 | 3 |  | CTAComponent | 5449186 | 1 | Release | Each | 1.0 | sprocket wheel of foot end |  |  | CCX
1010 | 7 | 2 |  | CTAComponent | 5443539 | 2 | Release | Each | 1.0 | V belt wheel |  |  | CCX
1011 | 6 | 30 |  | CTAComponent | 5452026 | 1 | Release | Each | 1.0 | Positionor swith actuator |  |  | CCX
1012 | 6 | 28 |  | CTAAssembly | 5444313 | 2 | Release | Each | 1.0 | Horizontal bearing foot limiter |  |  | CCX
1013 | 7 | 2 |  | CTAComponent | 5441344 | 1 | Release | Each | 1.0 | Bearing D35M16 |  |  | CCX
1014 | 7 | 1 |  | CTAComponent | 1040-M6C010-27 | 1 | Release | Each | 1.0 | Hexagon Set Screw with Cup Point, M6-1, X10mm Long, Grade 45H Steel, Black Oxide RoHS Fastener | 11060-M6C10KKCST/916 A0996-1032704 20589-10948-04201 | ANIXTER BOSSARD FASTENAL COMPANY | STM
1015 | 7 | 4 |  | CTAComponent | 5437397 | 1 | Release | Each | 1.0 | Horizontal bearing limiter bracket |  |  | CCX
1016 | 7 | 3 |  | CTAComponent | 5457964 | 1 | Release | Each | 1.0 | Eccentric bearing D35M16 |  |  | CCX
1017 | 6 | 27 |  | CTAComponent | 5456963 | 1 | Release | Each | 1.0 | rubber washer |  |  | CCX
1018 | 6 | 29 |  | CTAComponent | 5461549 | 2 | Release | Each | 1.0 | belt wheel |  |  | CCX
1019 | 6 | 26 |  | CTAAssembly | 5437170 | 2 | Release | Each | 1.0 | Horizontal bearing top limiter |  |  | CCX
1020 | 7 | 2 |  | CTAComponent | 5441344 | 1 | Release | Each | 1.0 | Bearing D35M16 |  |  | CCX
1021 | 7 | 3 |  | CTAComponent | 5457964 | 1 | Release | Each | 1.0 | Eccentric bearing D35M16 |  |  | CCX
1022 | 7 | 1 |  | CTAComponent | 1040-M6C010-27 | 1 | Release | Each | 1.0 | Hexagon Set Screw with Cup Point, M6-1, X10mm Long, Grade 45H Steel, Black Oxide RoHS Fastener | 11060-M6C10KKCST/916 A0996-1032704 20589-10948-04201 | ANIXTER BOSSARD FASTENAL COMPANY | STM
1023 | 7 | 4 |  | CTAComponent | 5437397 | 1 | Release | Each | 1.0 | Horizontal bearing limiter bracket |  |  | CCX
1024 | 6 | 32 |  | CTAComponent | 5462282 | 1 | Release | Each | 4.0 | CASTOR |  |  | CCX
1025 | 6 | 35 |  | CTAComponent | 1000-M12C025-04 | 2 | Release | Each | 2.0 | Hexagon Socket Head Cap Screw, M12-1.75, X25mm Long, Grade 8.8 Steel, Zinc Plated, RoHS Fastener | 20589-10948-03246 11060-M12C25KCSC9Z6/912 10487-1000-M12C025-04 | FASTENAL COMPANY ANIXTER OHTA | STM
1026 | 6 | 33 |  | CTAComponent | 5442752 | 1 | Release | Each | 1.0 | Chain_KANA |  |  | CCX
1027 | 6 | 34 |  | CTAComponent | 1000-M10C025-04 | 3 | Release | Each | 1.0 | Hexagon Socket Head Cap Screw, ISO 4762, M10-1.5, X25mm Long, Grade 8.8 Steel, Zinc Plated, RoHS Fastener | A0996-BN 4 M10-1.5 x 25mm CR6+ Free 20589-10948-04781 11060-M10C25KCSC9Z6/4762 10487-1000-M10C025-04 A0996-BN 4 M10 X 25mm CR6+ FREE | BOSSARD FASTENAL COMPANY ANIXTER OHTA BOSSARD | STM
1028 | 6 | 31 |  | CTAAssembly | 5492798 | 1 | Release | Each | 1.0 | rear switch I assembly |  |  | CCX
1029 | 7 | 1 |  | CTAComponent | 5492795 | 1 | Release | Each | 1.0 | rear switch bracket I |  |  | CCX
1030 | 7 | 3 |  | CTAComponent | 5448409 | 2 | Release | Each | 1.0 | MICRO SWITCH |  |  | HLE
1031 | 7 | 2 |  | CTAComponent | 5460819 | 1 | Release | Each | 1.0 | insulation piece |  |  | CCX
1032 | 7 | 4 |  | CTAComponent | 5459257 | 1 | Release | Each | 1.0 | thread hole plate |  |  | CCX
1033 | 7 | 5 |  | CTAComponent | 5447590 | 1 | Release | Each | 1.0 | through hole plate |  |  | CCX
1034 | 7 | 6 |  | CTAComponent | C1213-M4C030-14 | 1 | Release | Each | 2.0 | GB_T 9074.8，M4x30mm，Grade 4.8 Steel，Zinc finish，RoHS Fastener | 25114-M4/30/PPSTPS/TC1/GB9074.8 | TR FORMAC SHANGHAI PTE LTD | HLE
1035 | 6 | 36 |  | CTAComponent | 1000-M12C030-04 | 3 | Release | Each | 6.0 | Hexagon Socket Head Cap Screw, M12-1.75, X30mm Long, Grade 8.8 Steel, Zinc Plated, RoHS Fastener | 11060-M12C30KCSC9Z6/912 20589-10948-03247 24140-M12/30/HHSTBL/TC1D 10487-1000-M12C030-04 | ANIXTER FASTENAL COMPANY TR FORMAC DIV OF TR FASTENINGS OHTA | STM
1036 | 6 | 37 |  | CTAComponent | 1000-M12C040-04 | 2 | Release | Each | 4.0 | Hexagon Socket Head Cap Screw, M12-1.75, X40mm Long, Grade 8.8 Steel, Zinc Plated, RoHS Fastener | 11060-M12C40KCSC9Z6/912 20589-10948-03249 10487-1000-M12C040-04 | ANIXTER FASTENAL COMPANY OHTA | STM
1037 | 6 | 39 |  | CTAComponent | 1000-M14C040-04 | 5 | Release | Each | 2.0 | Hexagon Socket Head Cap Screw, ISO 4762, M14-2, X40mm Long, Grade 8.8 Steel, Zinc Plated, RoHS Fastener | 11060-M14C40KCSC9Z6/912 A0996-BN 4 M14 x 40mm CR6+FREE | ANIXTER BOSSARD | STM
1038 | 6 | 38 |  | CTAComponent | 1000-M12C070-04 | 2 | Release | Each | 2.0 | Hexagon Socket Head Cap Screw, M12-1.75, X70mm Long, Grade 8.8 Steel, Zinc Plated, RoHS Fastener | 11060-M12C70KCSC9Z6/912 20589-10948-03252 10487-1000-M12C070-04 | ANIXTER FASTENAL COMPANY OHTA | STM
1039 | 6 | 40 |  | CTAComponent | 1000-M12C050-04 | 2 | Release | Each | 2.0 | Hexagon Socket Head Cap Screw, M12-1.75, X50mm Long, Grade 8.8 Steel, Zinc Plated, RoHS Fastener | 20589-10948-03250 11060-M12C50KCSC9Z6/912 10487-1000-M12C050-04 | FASTENAL COMPANY ANIXTER OHTA | STM
1040 | 6 | 41 |  | CTAComponent | 1000-M5C012-04 | 5 | Release | Each | 4.0 | Hexagon Socket Head Cap Screw, M5-0.8, X12mm Long, Grade 8.8 Steel, Zinc Plated, RoHS Fastener | 11060-M5C12KCSC9Z6/912 10487-1000-M5C012-04 24140-M5/12/SOHTCS/TC1D/DIN912 20589-ZS2540012ZP0000 A0996-BN 3 M5x12mm CR6+FREE | ANIXTER OHTA TR FORMAC DIV OF TR FASTENINGS FASTENAL COMPANY BOSSARD | STM
1041 | 6 | 44 |  | CTAComponent | 1000-M8C020-04 | 2 | Release | Each | 4.0 | Hexagon Socket Head Cap Screw, M8-1.25, X20mm Long, Grade 8.8 Steel, Zinc Plated, RoHS Fastener | 11060-M8C20KCSC9Z6/912 20589-ZS2580020ZP0000 10487-1000-M8C020-04 | ANIXTER FASTENAL COMPANY OHTA | STM
1042 | 6 | 45 |  | CTAComponent | 1000-M8C030-04 | 3 | Release | Each | 6.0 | Hexagon Socket Head Cap Screw, M8-1.25, X30mm Long, Grade 8.8 Steel, Zinc Plated, RoHS Fastener | 11060-M8C30KCSC9Z6/912 20589-ZS2580030ZP0000 24140-M8/30/SOHTCS/TC1D/DIN912 10487-1000-M8C030-04 | ANIXTER FASTENAL COMPANY TR FORMAC DIV OF TR FASTENINGS OHTA | STM
1043 | 6 | 43 |  | CTAComponent | 1000-M6C025-04 | 5 | Release | Each | 4.0 | Hexagon Socket Head Cap Screw, M6-1, X25mm Long, Grade 8.8 Steel, Zinc Plated, RoHS Fastener | 11060-M6C25KCSC9Z6/912 10487-1000-M6C025-04 24140-M6/25/SOHTCS/TC1D/DIN912 20589-10948-03241 A0996-BN 3 M6x25mm CR6+FREE | ANIXTER OHTA TR FORMAC DIV OF TR FASTENINGS FASTENAL COMPANY BOSSARD | STM
1044 | 6 | 42 |  | CTAComponent | 1000-M6C016-04 | 4 | Release | Each | 1.0 | Hexagon Socket Head Cap Screw, M6-1, X16mm Long, Grade 8.8 Steel, Zinc Plated, RoHS Fastener | 20589-10948-03239 10487-1000-M6C016-04 24140-M6/16/SOHTCS/TC1D/DIN912 11060-M6C16KCSC9Z6/912 A0996-BN 4 M6 x 16mm CR6+FREE | FASTENAL COMPANY OHTA TR FORMAC DIV OF TR FASTENINGS ANIXTER BOSSARD | STM
1045 | 6 | 47 |  | CTAComponent | 1010-M4C006-14 | 2 | Release | Each | 16.0 | Phillips Flat Head Screw, ISO 7046, M4-0.7, X6mm Long, Grade 4.8 Steel, Zinc Plated, RoHS Fastener | 11060-M4C6MXFSTZ6/965A A0996-BN 388 M4-0.7 x 6mm CR6+FREE 12217-25030-109 | ANIXTER BOSSARD MIDWEST PRODUCTS & ENGINEERING | STM
1046 | 6 | 46 |  | CTAComponent | 1006-M8C025-04 | 2 | Release | Each | 4.0 | Hexagon Head Screw, ISO 4017, M8-1.25, X25mm Long, Grade 8.8 Steel, Zinc Plated, RoHS Fastener | 20589-10948-03862 11060-M8C25HCSC9Z6/933 A0996-BN 56 M8 x 25mm CR6+FREE 24140-M8/25/HHHTMC/TC1/GB5783 | FASTENAL COMPANY ANIXTER BOSSARD TR FORMAC DIV OF TR FASTENINGS | STM
1047 | 6 | 50 |  | CTAComponent | C1213-M4C012-14 | 1 | Release | Each | 49.0 | GB_T 9074.8，M4x12mm，Grade 4.8 Steel，Zinc finish，RoHS Fastener | 25114-M4/12/PPSTPS/TC1/GB9074.8 | TR FORMAC SHANGHAI PTE LTD | HLE
1048 | 6 | 48 |  | CTAComponent | C2106-M12-02 | 1 | Release | Each | 2.0 | GB_T 93，M12，Spring Steel，Zinc finish，RoHS Fastener | 25114-M12/-/SRSTWA/TC1/GB93 | TR FORMAC SHANGHAI PTE LTD | HLE
1049 | 6 | 49 |  | CTAComponent | 1040-M5C008-27 | 2 | Release | Each | 1.0 | Hexagon Set Screw with Cup Point, M5-0.8, X8mm Long, Grade 45H Steel, Black Oxide RoHS Fastener | A0996-1032496 11060-M5C8KKCA1/916 20589-10948-04197 24140-M5/8/HSHTPC/BO1 | BOSSARD ANIXTER FASTENAL COMPANY TR FORMAC DIV OF TR FASTENINGS | STM
1050 | 6 | 52 |  | CTAComponent | 2000-M12-03 | 1 | Release | Each | 12.0 | Flat Washer, ISO7089, M12, Steel 200HV, Zinc Plated, RoHS Fastener | 11060-M12NWSFSTZ6/125ATP 20589-10948-03460 | ANIXTER FASTENAL COMPANY | STM
1051 | 6 | 51 |  | CTAComponent | 2000-M10-03 | 2 | Release | Each | 1.0 | Flat Washer, ISO7089, M10, Steel 200HV, Zinc Plated, RoHS Fastener | 20589-10948-03459 11060-M10NWSFSTZ6/125ATP 10487-2000-M10-03 | FASTENAL COMPANY ANIXTER OHTA | STM
1052 | 6 | 56 |  | CTAComponent | 2000-M8-03 | 2 | Release | Each | 12.0 | Flat Washer, ISO7089, M8, Steel 200HV, Zinc Plated, RoHS Fastener | 11060-M8NWSFSTZ6/125ATP 20589-10948-03458 25114-2000-M8-03 | ANIXTER FASTENAL COMPANY TR FORMAC SHANGHAI PTE LTD | STM
1053 | 6 | 54 |  | CTAComponent | 2000-M5-03 | 5 | Release | Each | 4.0 | Flat Washer, ISO7089, M5, Steel 200HV, Zinc Plated, RoHS Fastener | A0996-BN343-M5 CR3 11060-M5NWSFSTZ6/125ATP 20589-10948-03456 24140-M5/-/PWSTWA/TC1/DIN125 10487-7130111-5 | BOSSARD ANIXTER FASTENAL COMPANY TR FORMAC DIV OF TR FASTENINGS OHTA | STM
1054 | 6 | 55 |  | CTAComponent | 2000-M6-03 | 3 | Release | Each | 1.0 | Flat Washer, ISO7089, M6, Steel 200HV, Zinc Plated, RoHS Fastener | 20589-10948-03457 10487-2000-M6-03 11060-M6NWSFSTZ6/125ATP 24140-M6/-/PWSTWA/TC1/DIN125 | FASTENAL COMPANY OHTA ANIXTER TR FORMAC DIV OF TR FASTENINGS | STM
1055 | 6 | 53 |  | CTAComponent | 2000-M14-03 | 1 | Release | Each | 2.0 | Flat Washer, ISO7089, M14, Steel 200HV, Zinc Plated, RoHS Fastener | 11060-M14NWSFSTZ6/125ATH 20589-10948-04410 | ANIXTER FASTENAL COMPANY | STM
1056 | 6 | 57 |  | CTAComponent | 2203-M10-07 | 2 | Release | Each | 1.0 | Curved Lock Washer, DIN 128A, M10, Spring Steel, Zinc Plated, RoHS Fastener | 20589-10948-04154 11060-M10NLOCSTZ6/128A | FASTENAL COMPANY ANIXTER | STM
1057 | 6 | 60 |  | CTAComponent | 2106-M5-14 | 1 | Release | Each | 4.0 | Spring Lock Washer with Flat Ends JIS B1251, M5, Spring Stainless Steel, Rohs Fastener | 24140-2106-M5-14 | TR FORMAC DIV OF TR FASTENINGS | STM
1058 | 6 | 59 |  | CTAComponent | 2203-M14-07 | 2 | Release | Each | 2.0 | Curved Lock Washer, DIN 128A, M14, Spring Steel, Zinc Plated, RoHS Fastener | 20589-10948-04414 11060-M14NLOCSTZ6/128A | FASTENAL COMPANY ANIXTER | STM
1059 | 6 | 61 |  | CTAComponent | 2203-M6-07 | 5 | Release | Each | 5.0 | Curved Lock Washer, DIN 128A, M6, Spring Steel, Zinc Plated, RoHS Fastener | 11060-M6NLOCSTZ6/128A A0996-BN 770 M6 CR6+FREE 24140-M6/-/SSSTWA/TC1D/DIN128A 20589-10948-04152 | ANIXTER BOSSARD TR FORMAC DIV OF TR FASTENINGS FASTENAL COMPANY | STM
1060 | 6 | 58 |  | CTAComponent | 2203-M12-07 | 3 | Release | Each | 12.0 | Curved Lock Washer, DIN 128A, M12, Spring Steel, Zinc Plated, RoHS Fastener | 20589-10948-04155 11060-M12NLOCSTMZT/128A | FASTENAL COMPANY ANIXTER | STM
1061 | 6 | 63 |  | CTAComponent | 3000-M12C-04 | 3 | Release | Each | 2.0 | Hexagon Nut, ISO4032, M12-1.75, Grade 8 Steel, Zinc Plated, RoHS Fastener | 20589-10948-03691 11060-M12CNFHC7Z6/4032 | FASTENAL COMPANY ANIXTER | STM
1062 | 6 | 62 |  | CTAComponent | 2203-M8-07 | 3 | Release | Each | 8.0 | Curved Lock Washer, DIN 128A, M8, Spring Steel, Zinc Plated, RoHS Fastener | 20589-10948-04153 11060-M8NLOCSTMZT/128A | FASTENAL COMPANY ANIXTER | STM
1063 | 6 | 67 |  | CTAComponent | 5440269 | 1 | Release | Each | 1.0 | Rubber Protector |  |  | HLE
1064 | 6 | 68 |  | CTAComponent | 5440286 | 2 | Release | Each | 2.0 | terminal board |  |  | CCX
1065 | 6 | 65 |  | CTAComponent | 4001-M5L020-30 | 2 | Release | Each | 8.0 | Spring Pin, ISO 8752, 5mm Diameter X 20mm Long, Stainless Steel, RoHS Fastener | 11060-M5R20PRPSJ/1481 A0996-BN 337 M5 x 20mm CR6 + Free 20589-O131809 | ANIXTER BOSSARD FASTENAL COMPANY | STM
1066 | 6 | 64 |  | CTAComponent | 3000-M8C-04 | 1 | Release | Each | 6.0 | Hexagon Nut, ISO4032, M8-1.25, Grade 8 Steel, Zinc Plated, RoHS Fastener | 20589-10948-03689 11060-M8CNFHSTZ6/934 | FASTENAL COMPANY ANIXTER | STM
1067 | 6 | 66 |  | CTAComponent | 5492776 | 2 | Release | Each | 4.0 | wedge anchor |  |  | CCX
1068 | 6 | 70 |  | CTAComponent | 5445416-3 | 1 | Release | Each | 1.0 | AVID PRODUCTS STEEL P-CLAMP or R-clamp DIA7.9, WIDE9.7,19243 SCP-5-323-203 |  |  | HLE
1069 | 6 | 69 |  | CTAComponent | 5445416-2 | 1 | Release | Each | 1.0 | AVID PRODUCTS STEEL P-CLAMP or R-clamp DIA6.4, WIDE9.7, 19243-SCP-4-323-203 |  |  | HLE
1070 | 6 | 75 |  | CTAComponent | 5457946 | 1 | Release | Each | 16.0 | RICHCO FTH-7A1-RT FLAT TIE HOLDER 25.4x25.4x7.1mm, ACCOMODATES 5x2mm |  |  | HLE
1071 | 6 | 73 |  | CTAComponent | 5456441 | 1 | Release | Each | 2.0 | KANG YANG nylon Cable Clamp P-Clamp CC-1S width9.2mm, bolt hole5.4mm, Dia3.2mm |  |  | HLE
1072 | 6 | 74 |  | CTAComponent | 5456441-1 | 1 | Release | Each | 6.0 | KANG YANG nylon Cable Clamp P-Clamp CC-3 width9.3mm,bolt hole5mm,Dia6.2mm |  |  | HLE
1073 | 6 | 72 |  | CTAComponent | 5451206 | 2 | Release | Each | 1.0 | 750W Motor |  |  | HLE
1074 | 6 | 71 |  | CTAComponent | 5445973 | 1 | Release | Each | 2.0 | MITSUBOSHI M-31 |  |  | HLE
1075 | 6 | 81 |  | CTAComponent | 1000-M8C030-07 | 2 | Release | Each | 8.0 | Hexagon Socket Head Cap Screw, M8-1.25, X30mm Long, Grade12.9 Steel, Black Oxide, RoHS Fastener | A0996-1008013 20589-39589 11060-M8C30KCSC4/912 | BOSSARD FASTENAL COMPANY ANIXTER | STM
1076 | 6 | 78 |  | CTAComponent | 5492775 | 1 | Release | Each | 2.0 | baffle pipe |  |  | CCX
1077 | 6 | 79 |  | CTAComponent | 5492779 | 1 | Release | Each | 2.0 | press sheet |  |  | CCX
1078 | 6 | 76 |  | CTAComponent | 5455376 | 1 | Release | Each | 1.0 | Circlip for shaft-GB894.1-86 25 Series Fastener Drawing RoHS Compliant |  |  | CCX
1079 | 6 | 82 |  | CTAComponent | 2001-M6-03 | 2 | Release | Each | 4.0 | Large Flat Washer, ISO7093, M6, Steel 200HV, Zinc Plated, RoHS Fastener | 11060-M6NWFESTZ6/9021TH 20589-10948-03486 24140-M6/-/PWSTWA/TC1/ISO7093 | ANIXTER FASTENAL COMPANY TR FORMAC DIV OF TR FASTENINGS | STM
1080 | 6 | 77 |  | CTAComponent | C2106-M8-80 | 1 | Release | Each | 12.0 | GB_T 93，M8，Spring Steel，Black Oxide finish，RoHS Fastener | 25114-M8/-/SRSTWA/BO/GB93 | TR FORMAC SHANGHAI PTE LTD | HLE
1081 | 6 | 80 |  | CTAComponent | 5492781 | 1 | Release | Each | 1.0 | washer sheet |  |  | CCX
1082 | 5 | 23 |  | CTAComponent | 1000-M8C016-04 | 3 | Release | Each | 4.0 | Hexagon Socket Head Cap Screw, M8-1.25, X16mm Long, Grade 8.8 Steel, Zinc Plated, RoHS Fastener | 11060-M8C16KCSC9Z6/912 20589-10948-04703 24140-M8/16/SOHTCS/TC1D/DIN912 10487-1000-M8C016-04 | ANIXTER FASTENAL COMPANY TR FORMAC DIV OF TR FASTENINGS OHTA | STM
1083 | 5 | 14 |  | CTAComponent | 5449644 | 3 | Release | Each | 1.0 | Foot_down Cover |  |  | CCX
1084 | 5 | 15 |  | CTAComponent | 5446769 | 1 | Release | Each | 1.0 | Chain Cover |  |  | HLE
1085 | 5 | 17 |  | CTAAssembly | 5452890 | 4 | Release | Each | 1.0 | Table top assembly |  |  | CCX
1086 | 6 | 4 |  | CTAAssembly | 5447602 | 2 | Release | Each | 1.0 | Front AL profile assembly |  |  | CCX
1087 | 7 | 1 |  | CTAComponent | 5442990 | 1 | Release | Each | 1.0 | Front protect plate fixing plate |  |  | CCX
1088 | 7 | 4 |  | CTAComponent | 1010-M4C010-14 | 2 | Release | Each | 10.0 | Phillips Flat Head Screw, ISO 7046, M4-0.7, X10mm Long, Grade 4.8 Steel, Zinc Plated, RoHS Fastener | 20589-10948-03508 11060-M4C10MXFSTZ6/965A 24140-M4/10/KPSTMC/TC1/DIN965 | FASTENAL COMPANY ANIXTER TR FORMAC DIV OF TR FASTENINGS | STM
1089 | 7 | 3 |  | CTAComponent | 5452276 | 1 | Release | Each | 1.0 | Front AL profile |  |  | CCX
1090 | 7 | 2 |  | CTAComponent | 5441358 | 1 | Release | Each | 1.0 | Front polythene protecting plate |  |  | CCX
1091 | 6 | 6 |  | CTAAssembly | 5449395 | 1 | Release | Each | 1.0 | Table top driving rack assembly |  |  | CCX
1092 | 7 | 2 |  | CTAComponent | 5436899 | 1 | Release | Each | 1.0 | Table top driving rack |  |  | CCX
1093 | 7 | 3 |  | CTAComponent | 1000-M4C010-04 | 5 | Release | Each | 2.0 | Hexagon Socket Head Cap Screw, ISO 4762, M4-0.7, X10mm Long, Grade 8.8 Steel, Zinc Plated, RoHS Fastener | 11060-M4C10KCSC9Z6/912 10487-1000-M4C010-04 20589-10948-03231 24140-M4/10/SOHTCS/TC1D/DIN912 A0996-BN 4 M4 X 10mm CR6+FREE | ANIXTER OHTA FASTENAL COMPANY TR FORMAC DIV OF TR FASTENINGS BOSSARD | STM
1094 | 7 | 1 |  | CTAComponent | 5446209 | 1 | Release | Each | 1.0 | Table top driving rack fix plate |  |  | CCX
1095 | 6 | 7 |  | CTAComponent | 5438955 | 1 | Release | Each | 1.0 | Travel switch plate |  |  | CCX
1096 | 6 | 3 |  | CTAAssembly | 5453709 | 2 | Release | Each | 1.0 | Rear AL profile assembly |  |  | CCX
1097 | 7 | 1 |  | CTAComponent | 5438182 | 1 | Release | Each | 1.0 | Rear AL profile |  |  | CCX
1098 | 7 | 4 |  | CTAComponent | 5461779 | 1 | Release | Each | 1.0 | Rear protect plate fixing plate |  |  | CCX
1099 | 7 | 6 |  | CTAComponent | 1010-M4C012-14 | 2 | Release | Each | 9.0 | Phillips Flat Head Screw, ISO 7046, M4-0.7, X12mm Long, Grade 4.8 Steel, Zinc Plated, RoHS Fastener | 11060-M4C12MXFSTZ6/965A 20589-10948-03509 24140-M4/12/KPSTMC/TC1/DIN965 | ANIXTER FASTENAL COMPANY TR FORMAC DIV OF TR FASTENINGS | STM
1100 | 7 | 5 |  | CTAComponent | 1010-M4C008-14 | 1 | Release | Each | 7.0 | Phillips Flat Head Screw, ISO 7046, M4-0.7, X8mm Long, Grade 4.8 Steel, Zinc Plated, RoHS Fastener | 20589-10948-03507 11060-M4C8MXFSTZ6/965A | FASTENAL COMPANY ANIXTER | STM
1101 | 7 | 3 |  | CTAComponent | 5439747 | 1 | Release | Each | 1.0 | Rear polythene protecting plate |  |  | CCX
1102 | 7 | 2 |  | CTAAssembly | 5497426 | 1 | Release | Each | 1.0 | Protect plate support bracket |  |  | CCX
1103 | 8 | 2 |  | CTAComponent | 5450653 | 1 | Release | Each | 1.0 | Protect plate thicken plate |  |  | CCX
1104 | 8 | 1 |  | CTAComponent | 5497427 | 1 | Release | Each | 1.0 | Protect plate |  |  | CCX
1105 | 6 | 1 |  | CTAAssembly | 5453708 | 1 | Release | Each | 1.0 | Tabletop main frame assembly |  |  | CCX
1106 | 7 | 2 |  | CTAAssembly | 5461778 | 1 | Release | Each | 1.0 | Right support beam assembly |  |  | CCX
1107 | 8 | 2 |  | CTAComponent | 5441359 | 1 | Release | Each | 1.0 | Right beam extend plate |  |  | CCX
1108 | 8 | 3 |  | CTAAssembly | 5450654 | 1 | Release | Each | 1.0 | Driving rack fix bracket |  |  | CCX
1109 | 9 | 2 |  | CTAComponent | 5497436 | 1 | Release | Each | 1.0 | Right side plate |  |  | CCX
1110 | 9 | 3 |  | CTAComponent | 5497437 | 1 | Release | Each | 1.0 | Left side plate |  |  | CCX
1111 | 9 | 1 |  | CTAComponent | 5497435 | 1 | Release | Each | 1.0 | U shape plate |  |  | CCX
1112 | 8 | 1 |  | CTAComponent | 5461780 | 1 | Release | Each | 1.0 | Right support beam main frame |  |  | CCX
1113 | 8 | 5 |  | CTAComponent | 5451435 | 1 | Release | Each | 1.0 | Right beam rail support plate |  |  | CCX
1114 | 8 | 6 |  | CTAComponent | 5461027 | 1 | Release | Each | 2.0 | M5x16L machine pressure riveting screw |  |  | CCX
1115 | 8 | 4 |  | CTAComponent | 5439748 | 1 | Release | Each | 1.0 | Right beam top plate |  |  | CCX
1116 | 7 | 3 |  | CTAAssembly | 5445408 | 1 | Release | Each | 1.0 | Left support beam assembly |  |  | CCX
1117 | 8 | 2 |  | CTAComponent | 5442182 | 1 | Release | Each | 1.0 | Left beam front cover plate |  |  | CCX
1118 | 8 | 4 |  | CTAComponent | 5440511 | 1 | Release | Each | 1.0 | Left beam rear cover plate |  |  | CCX
1119 | 8 | 3 |  | CTAComponent | 5453105 | 1 | Release | Each | 1.0 | Left beam right cover |  |  | CCX
1120 | 8 | 1 |  | CTAComponent | 5446210 | 1 | Release | Each | 1.0 | Left beam main frame |  |  | CCX
1121 | 7 | 1 |  | CTAComponent | 5439746 | 1 | Release | Each | 2.0 | Front support beam |  |  | CCX
1122 | 7 | 5 |  | CTAComponent | 5449396 | 1 | Release | Each | 1.0 | Left beam support plate |  |  | CCX
1123 | 7 | 6 |  | CTAComponent | 5444567 | 1 | Release | Each | 1.0 | Left beam rail |  |  | CCX
1124 | 7 | 4 |  | CTAComponent | 5457975 | 1 | Release | Each | 2.0 | Carbon fiber board support plate |  |  | CCX
1125 | 7 | 7 |  | CTAComponent | 1000-M5C016-04 | 5 | Release | Each | 6.0 | Hexagon Socket Head Cap Screw, M5-0.8, X16mm Long, Grade 8.8 Steel, Zinc Plated, RoHS Fastener | 11060-M5C16KCSC9Z6/912 24140-M5/16/SOHTCS/TC1D/DIN912 10487-1000-M5C016-04 20589-ZS2540016ZP0000 A0996-BN 4 M5 x 16mm CR6+FREE | ANIXTER TR FORMAC DIV OF TR FASTENINGS OHTA FASTENAL COMPANY BOSSARD | STM
1126 | 7 | 8 |  | CTAComponent | 2106-M5-14 | 1 | Release | Each | 6.0 | Spring Lock Washer with Flat Ends JIS B1251, M5, Spring Stainless Steel, Rohs Fastener | 24140-2106-M5-14 | TR FORMAC DIV OF TR FASTENINGS | STM
1127 | 6 | 8 |  | CTAComponent | 5491722 | 1 | Release | Each | 1.0 | linear guide right protect plate |  |  | CCX
1128 | 6 | 2 |  | CTAComponent | 5460826 | 1 | Release | Each | 1.0 | Carbon fiber board |  |  | CCX
1129 | 6 | 12 |  | CTAComponent | 1000-M5C016-04 | 5 | Release | Each | 4.0 | Hexagon Socket Head Cap Screw, M5-0.8, X16mm Long, Grade 8.8 Steel, Zinc Plated, RoHS Fastener | 11060-M5C16KCSC9Z6/912 24140-M5/16/SOHTCS/TC1D/DIN912 10487-1000-M5C016-04 20589-ZS2540016ZP0000 A0996-BN 4 M5 x 16mm CR6+FREE | ANIXTER TR FORMAC DIV OF TR FASTENINGS OHTA FASTENAL COMPANY BOSSARD | STM
1130 | 6 | 13 |  | CTAComponent | 2000-M5-02 | 3 | Release | Each | 6.0 | Flat Washer, ISO7089, M5, Steel 140HV, Zinc Plated, RoHS Fastener | 11060-M5NWSFSTZ6/125A A0996-BN715 M5 CR6 Free 24140-M5/-/PWSTWA/TC1 20589-10948-03440 | ANIXTER BOSSARD TR FORMAC DIV OF TR FASTENINGS FASTENAL COMPANY | STM
1131 | 6 | 16 |  | CTAComponent | 1010-M4C012-14 | 2 | Release | Each | 15.0 | Phillips Flat Head Screw, ISO 7046, M4-0.7, X12mm Long, Grade 4.8 Steel, Zinc Plated, RoHS Fastener | 11060-M4C12MXFSTZ6/965A 20589-10948-03509 24140-M4/12/KPSTMC/TC1/DIN965 | ANIXTER FASTENAL COMPANY TR FORMAC DIV OF TR FASTENINGS | STM
1132 | 6 | 17 |  | CTAComponent | 1010-M4C008-14 | 1 | Release | Each | 6.0 | Phillips Flat Head Screw, ISO 7046, M4-0.7, X8mm Long, Grade 4.8 Steel, Zinc Plated, RoHS Fastener | 20589-10948-03507 11060-M4C8MXFSTZ6/965A | FASTENAL COMPANY ANIXTER | STM
1133 | 6 | 9 |  | CTAComponent | 1000-M8C025-04 | 3 | Release | Each | 8.0 | Hexagon Socket Head Cap Screw, M8-1.25, X25mm Long, Grade 8.8 Steel, Zinc Plated, RoHS Fastener | 11060-M8C25KCSC9Z6/912 20589-ZS2580025ZP0000 24140-M8/25/SOHTCS/TC1D/DIN912 10487-1000-M8C025-04 | ANIXTER FASTENAL COMPANY TR FORMAC DIV OF TR FASTENINGS OHTA | STM
1134 | 6 | 15 |  | CTAComponent | 3000-M5C-04 | 4 | Release | Each | 2.0 | Hexagon Nut, ISO4032, M5-0.8, Grade 8 Steel, Zinc Plated, RoHS Fastener | 20589-10948-03687 A0996-BN117 M5 CR6+FREE 24140-M5/-/HFH8-/TC1D/DIN934 11060-M5CNFHSTZ6/934 | FASTENAL COMPANY BOSSARD TR FORMAC DIV OF TR FASTENINGS ANIXTER | STM
1135 | 6 | 19 |  | CTAComponent | 5491724 | 1 | Release | Each | 1.0 | linear guide left protect plate |  |  | CCX
1136 | 6 | 14 |  | CTAComponent | 2106-M5-05 | 1 | Release | Each | 6.0 | SPRING LOCK WASHER WITH FLAT ENDS, JIS B 1251, M5 STEEL, ZINC PLATED RoHS FASTENER | A0996-BN 760 M5 CR6+FREE 24432-10948-06353 24140-M5/SPSTWA/TC1D/JIS B1251 | BOSSARD FASTENAL TR FORMAC DIV OF TR FASTENINGS | STM
1137 | 6 | 10 |  | CTAComponent | 2000-M8-02 | 2 | Release | Each | 8.0 | Flat Washer, ISO7089, M8, Steel 140HV, Zinc Plated, RoHS Fastener | 20589-10948-03442 11060-M8NWSFSTZ6/125A A0996-BN715 M8 CR6 Free 24140-M8/-/PWSTWA/TC1 | FASTENAL COMPANY ANIXTER BOSSARD TR FORMAC DIV OF TR FASTENINGS | STM
1138 | 6 | 11 |  | CTAComponent | C2106-M8-80 | 1 | Release | Each | 8.0 | GB_T 93，M8，Spring Steel，Black Oxide finish，RoHS Fastener | 25114-M8/-/SRSTWA/BO/GB93 | TR FORMAC SHANGHAI PTE LTD | HLE
1139 | 6 | 18 |  | CTAComponent | 5492900 | 1 | Release | Each | 24.0 | M4-12L_GB822 |  |  | CCX
1140 | 5 | 18 |  | CTAAssembly | 5457759 | 6 | Release | Each | 1.0 | Tube column assembly |  |  | CCX
1141 | 6 | 1 |  | CTAAssembly | 5460017 | 1 | Release | Each | 1.0 | Column ASM |  |  | CCX
1142 | 7 | 2 |  | CTAComponent | 5440476 | 1 | Release | Each | 1.0 | Rack |  |  | CCX
1143 | 7 | 3 |  | CTAComponent | 5458681 | 1 | Release | Each | 4.0 | Nut column A |  |  | CCX
1144 | 7 | 1 |  | CTAAssembly | 5450622 | 1 | Release | Each | 1.0 | Column |  |  | CCX
1145 | 8 | 2 |  | CTAComponent | 5458680 | 1 | Release | Each | 1.0 | Back plate |  |  | CCX
1146 | 8 | 4 |  | CTAComponent | 5442944 | 1 | Release | Each | 1.0 | Reinforce plate A |  |  | CCX
1147 | 8 | 3 |  | CTAComponent | 5462454 | 1 | Release | Each | 1.0 | Baseplate |  |  | CCX
1148 | 8 | 1 |  | CTAComponent | 5460984 | 1 | Release | Each | 1.0 | U plate |  |  | CCX
1149 | 8 | 10 |  | CTAComponent | 5461743 | 1 | Release | Each | 2.0 | Steel rod |  |  | CCX
1150 | 8 | 9 |  | CTAComponent | 5453068 | 1 | Release | Each | 1.0 | Plate |  |  | CCX
1151 | 8 | 6 |  | CTAComponent | 5443728 | 1 | Release | Each | 1.0 | Reinforce plate C |  |  | CCX
1152 | 8 | 8 |  | CTAComponent | 5449358 | 1 | Release | Each | 1.0 | Reinforce plate E |  |  | CCX
1153 | 8 | 7 |  | CTAComponent | 5457928 | 1 | Release | Each | 1.0 | Reinforce plate D |  |  | CCX
1154 | 8 | 5 |  | CTAComponent | 5440475 | 1 | Release | Each | 1.0 | Reinforce plate B |  |  | CCX
1155 | 8 | 12 |  | CTAComponent | 5494238 | 1 | Release | Each | 2.0 | Limited block |  |  | CCX
1156 | 8 | 13 |  | CTAComponent | 1000-M4C008-04 | 6 | Release | Each | 2.0 | Hexagon Socket Head Cap Screw, ISO 4762, M4-0.7, X8mm Long, Grade 8.8 Steel, Zinc Plated, RoHS Fastener | 20589-10948-03230 11060-M4C8KCSC9Z6/912 10487-1000-M4C008-04 A0996-BN 4 M4 X 8mm CR6+FRE 24140-M4/8/SOHTCS/TC1D/ISO4762 | FASTENAL COMPANY ANIXTER OHTA BOSSARD TR FORMAC DIV OF TR FASTENINGS | STM
1157 | 8 | 11 |  | CTAComponent | 5494237 | 1 | Release | Each | 8.0 | Reinforce column |  |  | CCX
1158 | 7 | 6 |  | CTAComponent | 1000-M5C016-04 | 5 | Release | Each | 30.0 | Hexagon Socket Head Cap Screw, M5-0.8, X16mm Long, Grade 8.8 Steel, Zinc Plated, RoHS Fastener | 11060-M5C16KCSC9Z6/912 24140-M5/16/SOHTCS/TC1D/DIN912 10487-1000-M5C016-04 20589-ZS2540016ZP0000 A0996-BN 4 M5 x 16mm CR6+FREE | ANIXTER TR FORMAC DIV OF TR FASTENINGS OHTA FASTENAL COMPANY BOSSARD | STM
1159 | 7 | 5 |  | CTAComponent | 5454546 | 1 | Release | Each | 2.0 | Linear Guides |  |  | CCX
1160 | 7 | 9 |  | CTAComponent | 2106-M5-14 | 1 | Release | Each | 34.0 | Spring Lock Washer with Flat Ends JIS B1251, M5, Spring Stainless Steel, Rohs Fastener | 24140-2106-M5-14 | TR FORMAC DIV OF TR FASTENINGS | STM
1161 | 7 | 10 |  | CTAComponent | C2106-M6-02 | 3 | Release | Each | 6.0 | Spring Lock Washer, M6, Zinc plated, Rohs Fastener | 24140-C2106-M6-02 | TR FORMAC DIV OF TR FASTENINGS | HLE
1162 | 7 | 8 |  | CTAComponent | 2000-M5-03 | 5 | Release | Each | 4.0 | Flat Washer, ISO7089, M5, Steel 200HV, Zinc Plated, RoHS Fastener | A0996-BN343-M5 CR3 11060-M5NWSFSTZ6/125ATP 20589-10948-03456 24140-M5/-/PWSTWA/TC1/DIN125 10487-7130111-5 | BOSSARD ANIXTER FASTENAL COMPANY TR FORMAC DIV OF TR FASTENINGS OHTA | STM
1163 | 7 | 7 |  | CTAComponent | 1000-M6C016-04 | 4 | Release | Each | 6.0 | Hexagon Socket Head Cap Screw, M6-1, X16mm Long, Grade 8.8 Steel, Zinc Plated, RoHS Fastener | 20589-10948-03239 10487-1000-M6C016-04 24140-M6/16/SOHTCS/TC1D/DIN912 11060-M6C16KCSC9Z6/912 A0996-BN 4 M6 x 16mm CR6+FREE | FASTENAL COMPANY OHTA TR FORMAC DIV OF TR FASTENINGS ANIXTER BOSSARD | STM
1164 | 7 | 11 |  | CTAComponent | 3000-M5C-04 | 4 | Release | Each | 4.0 | Hexagon Nut, ISO4032, M5-0.8, Grade 8 Steel, Zinc Plated, RoHS Fastener | 20589-10948-03687 A0996-BN117 M5 CR6+FREE 24140-M5/-/HFH8-/TC1D/DIN934 11060-M5CNFHSTZ6/934 | FASTENAL COMPANY BOSSARD TR FORMAC DIV OF TR FASTENINGS ANIXTER | STM
1165 | 7 | 4 |  | CTAComponent | 5181222 | 2 | Release | Each | 2.0 | Close cover |  |  | HLE
1166 | 6 | 4 |  | CTAAssembly | 5452892 | 1 | Release | Each | 1.0 | Column movement motor ASM |  |  | CCX
1167 | 7 | 2 |  | CTAComponent | 5445994 | 1 | Release | Each | 1.0 | Motor mounting plate |  |  | CCX
1168 | 7 | 1 |  | CTAComponent | 5437963 | 1 | Release | Each | 1.0 | Drive gear |  |  | CCX
1169 | 7 | 5 |  | CTAComponent | 5436857 | 1 | Release | Each | 1.0 | Potentiometer gear B |  |  | CCX
1170 | 7 | 4 |  | CTAComponent | 5461746 | 1 | Release | Each | 1.0 | Potentiometer gear A |  |  | CCX
1171 | 7 | 3 |  | CTAComponent | 5441131 | 1 | Release | Each | 1.0 | Potentiometer mounting plate |  |  | CCX
1172 | 7 | 8 |  | CTAComponent | 1000-M4C008-04 | 6 | Release | Each | 6.0 | Hexagon Socket Head Cap Screw, ISO 4762, M4-0.7, X8mm Long, Grade 8.8 Steel, Zinc Plated, RoHS Fastener | 20589-10948-03230 11060-M4C8KCSC9Z6/912 10487-1000-M4C008-04 A0996-BN 4 M4 X 8mm CR6+FRE 24140-M4/8/SOHTCS/TC1D/ISO4762 | FASTENAL COMPANY ANIXTER OHTA BOSSARD TR FORMAC DIV OF TR FASTENINGS | STM
1173 | 7 | 7 |  | CTAComponent | 5457710 | 1 | Release | Each | 1.0 | Table column SID potentiometer and cable |  |  | HLE
1174 | 7 | 6 |  | CTAComponent | 5446779 | 1 | Release | Each | 1.0 | Column movement motor and gear box assembly |  |  | HLE
1175 | 7 | 11 |  | CTAComponent | 2000-M6-03 | 3 | Release | Each | 8.0 | Flat Washer, ISO7089, M6, Steel 200HV, Zinc Plated, RoHS Fastener | 20589-10948-03457 10487-2000-M6-03 11060-M6NWSFSTZ6/125ATP 24140-M6/-/PWSTWA/TC1/DIN125 | FASTENAL COMPANY OHTA ANIXTER TR FORMAC DIV OF TR FASTENINGS | STM
1176 | 7 | 10 |  | CTAComponent | 1003-M6C016-22 | 2 | Release | Each | 4.0 | Hexagon Socket Button Head Screw, M6-1, X16mm Long, Grade10.9 Steel, Black Oxide, RoHS Fastener | 11060-M6C16KBCC2/7380 A0996-1020749 20589-10948-03335 | ANIXTER BOSSARD FASTENAL COMPANY | STM
1177 | 7 | 9 |  | CTAComponent | 1000-M6C016-04 | 4 | Release | Each | 4.0 | Hexagon Socket Head Cap Screw, M6-1, X16mm Long, Grade 8.8 Steel, Zinc Plated, RoHS Fastener | 20589-10948-03239 10487-1000-M6C016-04 24140-M6/16/SOHTCS/TC1D/DIN912 11060-M6C16KCSC9Z6/912 A0996-BN 4 M6 x 16mm CR6+FREE | FASTENAL COMPANY OHTA TR FORMAC DIV OF TR FASTENINGS ANIXTER BOSSARD | STM
1178 | 7 | 12 |  | CTAComponent | C2106-M6-02 | 3 | Release | Each | 8.0 | Spring Lock Washer, M6, Zinc plated, Rohs Fastener | 24140-C2106-M6-02 | TR FORMAC DIV OF TR FASTENINGS | HLE
1179 | 6 | 6 |  | CTAAssembly | 5456207 | 1 | Release | Each | 1.0 | Motor driver ASM |  |  | CCX
1180 | 7 | 3 |  | CTAComponent | 1000-M3C006-04 | 5 | Release | Each | 4.0 | Hexagon Socket Head Cap Screw, ISO 4762, M3-0.5, X6mm Long, Grade 8.8 Steel, Zinc Plated, RoHS Fastener | 20589-10948-03224 10487-1000-M3C006-04 24140-M3/6/SOHTCS/TC1D/DIN912 11060-M3C6KCSC9Z6/912 A0996-BN 4 M3 X 6mm CR6+FREE | FASTENAL COMPANY OHTA TR FORMAC DIV OF TR FASTENINGS ANIXTER BOSSARD | STM
1181 | 7 | 1 |  | CTAComponent | 5457761 | 1 | Release | Each | 1.0 | Motor driver bracket |  |  | CCX
1182 | 7 | 5 |  | CTAComponent | 2106-M3-05 | 2 | Release | Each | 4.0 | Spring Lock Washer with Flat Ends JIS B1251, M3, Spring Steel, Zinc Plated, Rohs Fastener | 24140-MEP M3/SPSTWA/TC1D/JIS B1251 | TR FORMAC DIV OF TR FASTENINGS | STM
1183 | 7 | 4 |  | CTAComponent | 2000-M3-03 | 2 | Release | Each | 4.0 | WASHER PLAIN - LARGE 3.2 MM 7 MM , HV200, Steel, Zinc plate RoHS Washer | 10487-2000-M3-03 23983-6083737 24140-200-M3-03 | OHTA BOSSARD CHINA TR FORMAC DIV OF TR FASTENINGS | STM
1184 | 7 | 2 |  | ECCCollectorPart | 5476848 | 3 | Release | Each | 1.0 | PT800+ SID Motor Driver collector |  |  | HLE
1185 | 8 |  | f2 | CTAComponent | 5459814 | 3 | Release | Each | 1.0 | PS800R SID Motor Driver |  |  | CCX
1186 | 6 | 8 |  | CTAAssembly | 5449655 | 1 | Release | Each | 1.0 | Compressor driven wheel ASM |  |  | CCX
1187 | 7 | 1 |  | CTAComponent | 5453899 | 1 | Release | Each | 1.0 | Driven wheel mounting block |  |  | CCX
1188 | 7 | 3 |  | CTAComponent | 5449816 | 1 | Release | Each | 1.0 | Shaft sleeve A |  |  | CCX
1189 | 7 | 5 |  | CTAComponent | 5461748 | 1 | Release | Each | 1.0 | Driven wheel shaft |  |  | CCX
1190 | 7 | 4 |  | CTAComponent | 5447781 | 1 | Release | Each | 1.0 | Compressor driven wheel |  |  | CCX
1191 | 7 | 2 |  | CTAComponent | 5438918 | 1 | Release | Each | 1.0 | Driven wheel mounting base |  |  | CCX
1192 | 7 | 7 |  | CTAComponent | 5452244 | 1 | Release | Each | 2.0 | Bearing NSK 6900 |  |  | CCX
1193 | 7 | 8 |  | CTAComponent | 5494372 | 1 | Release | Each | 1.0 | Circlip for hole-GB893.1-86 22 Series Fastener Drawing RoHS Compliant |  |  | CCX
1194 | 7 | 9 |  | CTAComponent | C5001-M10-02 | 1 | Release | Each | 1.0 | GB_T 894.1，M10，Spring Steel，Black Oxide finish，RoHS Fastener | 25114-M10/-/-STSR/BO/GB894.1 | TR FORMAC SHANGHAI PTE LTD | HLE
1195 | 7 | 6 |  | CTAComponent | 5445365 | 1 | Release | Each | 1.0 | Shaft sleeve B |  |  | CCX
1196 | 7 | 13 |  | CTAComponent | C2106-M6-02 | 3 | Release | Each | 2.0 | Spring Lock Washer, M6, Zinc plated, Rohs Fastener | 24140-C2106-M6-02 | TR FORMAC DIV OF TR FASTENINGS | HLE
1197 | 7 | 12 |  | CTAComponent | 2000-M6-03 | 3 | Release | Each | 2.0 | Flat Washer, ISO7089, M6, Steel 200HV, Zinc Plated, RoHS Fastener | 20589-10948-03457 10487-2000-M6-03 11060-M6NWSFSTZ6/125ATP 24140-M6/-/PWSTWA/TC1/DIN125 | FASTENAL COMPANY OHTA ANIXTER TR FORMAC DIV OF TR FASTENINGS | STM
1198 | 7 | 11 |  | CTAComponent | 1000-M6C035-04 | 2 | Release | Each | 2.0 | Hexagon Socket Head Cap Screw, M6-1, X35mm Long, Grade 8.8 Steel, Zinc Plated, RoHS Fastener | 11060-M6C35KCSC9Z6/912 20589-ZS2550035ZP0000 10487-1000-M6C035-04 | ANIXTER FASTENAL COMPANY OHTA | STM
1199 | 7 | 10 |  | CTAComponent | 1000-M4C008-04 | 6 | Release | Each | 2.0 | Hexagon Socket Head Cap Screw, ISO 4762, M4-0.7, X8mm Long, Grade 8.8 Steel, Zinc Plated, RoHS Fastener | 20589-10948-03230 11060-M4C8KCSC9Z6/912 10487-1000-M4C008-04 A0996-BN 4 M4 X 8mm CR6+FRE 24140-M4/8/SOHTCS/TC1D/ISO4762 | FASTENAL COMPANY ANIXTER OHTA BOSSARD TR FORMAC DIV OF TR FASTENINGS | STM
1200 | 6 | 7 |  | CTAAssembly | 5457760 | 1 | Release | Each | 1.0 | Compressor ASM |  |  | CCX
1201 | 7 | 2 |  | CTAComponent | 5457164 | 1 | Release | Each | 2.0 | Mounting block |  |  | CCX
1202 | 7 | 4 |  | CTAAssembly | 5450625 | 2 | Release | Each | 1.0 | Guide shaft B ASM |  |  | CCX
1203 | 8 | 2 |  | CTAAssembly | 5436858 | 2 | Release | Each | 1.0 | Connecting shaft ASM |  |  | CCX
1204 | 9 | 2 |  | CTAComponent | 5459439 | 2 | Release | Each | 1.0 | Connecting shaft |  |  | CCX
1205 | 9 | 1 |  | CTAComponent | 5442945 | 1 | Release | Each | 1.0 | Linear bearing housing |  |  | CCX
1206 | 8 | 3 |  | CTAAssembly | 5449359 | 1 | Release | Each | 1.0 | Connecting shaft bracket ASM |  |  | CCX
1207 | 9 | 2 |  | CTAComponent | 5462455 | 1 | Release | Each | 1.0 | Connecting shaft bracket B |  |  | CCX
1208 | 9 | 1 |  | CTAComponent | 5441306 | 1 | Release | Each | 1.0 | Connecting shaft bracket A |  |  | CCX
1209 | 8 | 1 |  | CTAComponent | 5436065 | 1 | Release | Each | 1.0 | Guide shaft B |  |  | CCX
1210 | 8 | 7 |  | CTAComponent | 5458683 | 1 | Release | Each | 2.0 | BEARING LME16UU |  |  | CCX
1211 | 8 | 6 |  | CTAComponent | 5494294 | 1 | Release | Each | 2.0 | Circlip for hole-GB893.1-86 26 Series Fastener Drawing RoHS Compliant |  |  | CCX
1212 | 8 | 5 |  | CTAComponent | 5462456 | 2 | Release | Each | 1.0 | Decorative pipe |  |  | CCX
1213 | 8 | 8 |  | CTAComponent | 5497563 | 1 | Release | Each | 1.0 | Bearing TOK DR-40-H17 |  |  | CCX
1214 | 8 | 4 |  | CTAComponent | 5497564 | 1 | Release | Each | 1.0 | Shaft sleeve |  |  | CCX
1215 | 7 | 5 |  | CTAComponent | 5441305 | 1 | Release | Each | 1.0 | Balance block |  |  | CCX
1216 | 7 | 3 |  | CTAComponent | 5438144 | 1 | Release | Each | 2.0 | Guide shaft A |  |  | CCX
1217 | 7 | 1 |  | CTAComponent | 5437363 | 1 | Release | Each | 1.0 | Compressor baseplate |  |  | CCX
1218 | 7 | 10 |  | CTAComponent | 5461747 | 1 | Release | Each | 1.0 | Cup fixing screw |  |  | CCX
1219 | 7 | 9 |  | CTAComponent | 5438917 | 1 | Release | Each | 1.0 | Cup connecting part |  |  | CCX
1220 | 7 | 7 |  | CTAComponent | 5447780 | 1 | Release | Each | 1.0 | Balance block bracket |  |  | CCX
1221 | 7 | 8 |  | CTAComponent | 5454713 | 2 | Release | Each | 1.0 | Cup connecting pipe |  |  | CCX
1222 | 7 | 6 |  | CTAComponent | 5449815 | 1 | Release | Each | 4.0 | Balance block guide sleeve |  |  | CCX
1223 | 7 | 12 |  | CTAComponent | 5437364 | 1 | Release | Each | 1.0 | End plate |  |  | CCX
1224 | 7 | 11 |  | CTAAssembly | 5455577 | 1 | Release | Each | 1.0 | Guideway ASM |  |  | CCX
1225 | 8 | 1 |  | CTAComponent | 5436861 | 1 | Release | Each | 1.0 | Guideway |  |  | CCX
1226 | 8 | 4 |  | CTAComponent | 5444512 | 1 | Release | Each | 2.0 | Plate 3 |  |  | CCX
1227 | 8 | 3 |  | CTAComponent | 5446971 | 1 | Release | Each | 1.0 | Plate 2 |  |  | CCX
1228 | 8 | 2 |  | CTAComponent | 5453897 | 1 | Release | Each | 1.0 | Plate 1 |  |  | CCX
1229 | 7 | 16 |  | CTAComponent | 1000-M4C012-04 | 4 | Release | Each | 1.0 | Hexagon Socket Head Cap Screw, M4-0.7, X12mm Long, Grade 8.8 Steel, Zinc Plated, RoHS Fastener | 11060-M4C12KCSC9Z6/912 24140-M4/12/SOHTCS/TC1D/DIN912 20589-10948-03232 10487-1000-M4C012-04 A0996-BN 4 M4 X 12mm CR6+FREE | ANIXTER TR FORMAC DIV OF TR FASTENINGS FASTENAL COMPANY OHTA BOSSARD | STM
1230 | 7 | 17 |  | CTAComponent | 1000-M4C025-04 | 3 | Release | Each | 8.0 | Hexagon Socket Head Cap Screw, M4-0.7, X25mm Long, Grade 8.8 Steel, Zinc Plated, RoHS Fastener | 11060-M4C25KCSC9Z6/912 24140-M4/25/HHSTBL/TC1D 20589-10948-03235 10487-1000-M4C025-04 | ANIXTER TR FORMAC DIV OF TR FASTENINGS FASTENAL COMPANY OHTA | STM
1231 | 7 | 15 |  | CTAComponent | 5450657 | 1 | Release | Each | 4.0 | M4x10_GB973 |  |  | CCX
1232 | 7 | 14 |  | CTAComponent | 5476931 | 1 | Release | Each | 1.0 | Compressor cup |  |  | HLE
1233 | 7 | 13 |  | CTAComponent | 5494304 | 1 | Release | Each | 1.0 | Guide block |  |  | CCX
1234 | 7 | 20 |  | CTAComponent | 2000-M4-03 | 3 | Release | Each | 1.0 | FLAT WASHER - NORMAL SERIES, ISO 7089, M4 CLASS 200H STEEL, ZINC PLATED RoHS FASTENER | 24140-M4/-/PWSTWA/TC1/DIN125 10487-2000-M4-03 A0996-BN 343 M4 CR6+FREE 24432-11103691 11060-M4NWSFSTZ6/125ATP | TR FORMAC DIV OF TR FASTENINGS OHTA BOSSARD FASTENAL ANIXTER | STM
1235 | 7 | 21 |  | CTAComponent | C2106-M4-02 | 3 | Release | Each | 9.0 | Spring Lock Washer, M4, Zinc plated, Rohs Fastener | 24140-C2106-M4-02 | TR FORMAC DIV OF TR FASTENINGS | HLE
1236 | 7 | 19 |  | CTAComponent | 1010-M4C006-14 | 2 | Release | Each | 3.0 | Phillips Flat Head Screw, ISO 7046, M4-0.7, X6mm Long, Grade 4.8 Steel, Zinc Plated, RoHS Fastener | 11060-M4C6MXFSTZ6/965A A0996-BN 388 M4-0.7 x 6mm CR6+FREE 12217-25030-109 | ANIXTER BOSSARD MIDWEST PRODUCTS & ENGINEERING | STM
1237 | 7 | 18 |  | CTAComponent | 1010-M3C006-14 | 1 | Release | Each | 8.0 | Phillips Flat Head Screw, ISO 7046, M3-0.5, X6mm Long, Grade 4.8 Steel, Zinc Plated, RoHS Fastener | 20589-10948-03501 11060-M3C6MXFSTZ6/965A | FASTENAL COMPANY ANIXTER | STM
1238 | 7 | 22 |  | CTAComponent | 5494305 | 1 | Release | Each | 1.0 | Adjusting sleeve |  |  | CCX
1239 | 6 | 5 |  | CTAAssembly | 5452893 | 1 | Release | Each | 1.0 | Tube rotate switch ASM |  |  | CCX
1240 | 7 | 2 |  | CTAComponent | 5448409 | 2 | Release | Each | 1.0 | MICRO SWITCH |  |  | HLE
1241 | 7 | 4 |  | CTAComponent | 5459257 | 1 | Release | Each | 1.0 | thread hole plate |  |  | CCX
1242 | 7 | 3 |  | CTAComponent | C1213-M4C030-14 | 1 | Release | Each | 2.0 | GB_T 9074.8，M4x30mm，Grade 4.8 Steel，Zinc finish，RoHS Fastener | 25114-M4/30/PPSTPS/TC1/GB9074.8 | TR FORMAC SHANGHAI PTE LTD | HLE
1243 | 7 | 1 |  | CTAComponent | 5443553 | 1 | Release | Each | 1.0 | Tube rotate micro switch bracket |  |  | CCX
1244 | 7 | 6 |  | CTAComponent | 5447590 | 1 | Release | Each | 1.0 | through hole plate |  |  | CCX
1245 | 7 | 5 |  | CTAComponent | 5460819 | 1 | Release | Each | 1.0 | insulation piece |  |  | CCX
1246 | 6 | 3 |  | CTAAssembly | 5461566 | 1 | Release | Each | 1.0 | Column movement assembly |  |  | CCX
1247 | 7 | 2 |  | CTAComponent | 5459438 | 1 | Release | Each | 1.0 | Cover plate A |  |  | CCX
1248 | 7 | 3 |  | CTAComponent | 5447779 | 1 | Release | Each | 2.0 | SID limited block A |  |  | CCX
1249 | 7 | 1 |  | CTAAssembly | 5453896 | 1 | Release | Each | 1.0 | L column |  |  | CCX
1250 | 8 | 1 |  | CTAComponent | 5494269 | 2 | Release | Each | 1.0 | L column |  |  | CCX
1251 | 8 | 4 |  | CTAComponent | 5446169 | 1 | Release | Each | 2.0 | L column reinforce plate A |  |  | CCX
1252 | 8 | 3 |  | CTAComponent | 5436856 | 1 | Release | Each | 1.0 | Tube bracket mounting plate |  |  | CCX
1253 | 8 | 2 |  | CTAComponent | 5457931 | 1 | Release | Each | 1.0 | Slider mounting plate |  |  | CCX
1254 | 8 | 6 |  | CTAComponent | 5459436 | 1 | Release | Each | 1.0 | L column reinforce plate C |  |  | CCX
1255 | 8 | 7 |  | CTAComponent | 5446970 | 1 | Release | Each | 8.0 | Nut column B |  |  | CCX
1256 | 8 | 5 |  | CTAComponent | 5456389 | 1 | Release | Each | 4.0 | L column reinforce plate B |  |  | CCX
1257 | 7 | 5 |  | CTAComponent | 5494271 | 1 | Release | Each | 2.0 | Cable bracket |  |  | CCX
1258 | 7 | 6 |  | CTAComponent | 5451397 | 1 | Release | Each | 4.0 | Linear Guides Slider |  |  | CCX
1259 | 7 | 4 |  | CTAComponent | 5455576 | 1 | Release | Each | 1.0 | Cover plate B |  |  | CCX
1260 | 7 | 8 |  | CTAComponent | 1000-M5C012-04 | 5 | Release | Each | 6.0 | Hexagon Socket Head Cap Screw, M5-0.8, X12mm Long, Grade 8.8 Steel, Zinc Plated, RoHS Fastener | 11060-M5C12KCSC9Z6/912 10487-1000-M5C012-04 24140-M5/12/SOHTCS/TC1D/DIN912 20589-ZS2540012ZP0000 A0996-BN 3 M5x12mm CR6+FREE | ANIXTER OHTA TR FORMAC DIV OF TR FASTENINGS FASTENAL COMPANY BOSSARD | STM
1261 | 7 | 7 |  | CTAComponent | 1000-M4C008-04 | 6 | Release | Each | 4.0 | Hexagon Socket Head Cap Screw, ISO 4762, M4-0.7, X8mm Long, Grade 8.8 Steel, Zinc Plated, RoHS Fastener | 20589-10948-03230 11060-M4C8KCSC9Z6/912 10487-1000-M4C008-04 A0996-BN 4 M4 X 8mm CR6+FRE 24140-M4/8/SOHTCS/TC1D/ISO4762 | FASTENAL COMPANY ANIXTER OHTA BOSSARD TR FORMAC DIV OF TR FASTENINGS | STM
1262 | 7 | 11 |  | CTAComponent | 2000-M4-03 | 3 | Release | Each | 4.0 | FLAT WASHER - NORMAL SERIES, ISO 7089, M4 CLASS 200H STEEL, ZINC PLATED RoHS FASTENER | 24140-M4/-/PWSTWA/TC1/DIN125 10487-2000-M4-03 A0996-BN 343 M4 CR6+FREE 24432-11103691 11060-M4NWSFSTZ6/125ATP | TR FORMAC DIV OF TR FASTENINGS OHTA BOSSARD FASTENAL ANIXTER | STM
1263 | 7 | 10 |  | CTAComponent | 1010-M4C006-14 | 2 | Release | Each | 8.0 | Phillips Flat Head Screw, ISO 7046, M4-0.7, X6mm Long, Grade 4.8 Steel, Zinc Plated, RoHS Fastener | 11060-M4C6MXFSTZ6/965A A0996-BN 388 M4-0.7 x 6mm CR6+FREE 12217-25030-109 | ANIXTER BOSSARD MIDWEST PRODUCTS & ENGINEERING | STM
1264 | 7 | 9 |  | CTAComponent | 1000-M5C025-04 | 3 | Release | Each | 14.0 | Hexagon Socket Head Cap Screw, M5-0.8, X25mm Long, Grade 8.8 Steel, Zinc Plated, RoHS Fastener | 11060-M5C25KCSC9Z6/912 25114-1000-M5C025-04 20589-11103214 10487-1000-M5C025-04 | ANIXTER TR FORMAC SHANGHAI PTE LTD FASTENAL COMPANY OHTA | STM
1265 | 7 | 13 |  | CTAComponent | 2106-M5-14 | 1 | Release | Each | 20.0 | Spring Lock Washer with Flat Ends JIS B1251, M5, Spring Stainless Steel, Rohs Fastener | 24140-2106-M5-14 | TR FORMAC DIV OF TR FASTENINGS | STM
1266 | 7 | 14 |  | CTAComponent | C2106-M4-02 | 3 | Release | Each | 4.0 | Spring Lock Washer, M4, Zinc plated, Rohs Fastener | 24140-C2106-M4-02 | TR FORMAC DIV OF TR FASTENINGS | HLE
1267 | 7 | 12 |  | CTAComponent | 2000-M5-03 | 5 | Release | Each | 14.0 | Flat Washer, ISO7089, M5, Steel 200HV, Zinc Plated, RoHS Fastener | A0996-BN343-M5 CR3 11060-M5NWSFSTZ6/125ATP 20589-10948-03456 24140-M5/-/PWSTWA/TC1/DIN125 10487-7130111-5 | BOSSARD ANIXTER FASTENAL COMPANY TR FORMAC DIV OF TR FASTENINGS OHTA | STM
1268 | 6 | 2 |  | CTAAssembly | 5455398 | 1 | Release | Each | 2.0 | Column micro switch ASM |  |  | CCX
1269 | 7 | 1 |  | CTAComponent | 5461567 | 1 | Release | Each | 1.0 | SID micro switch bracket |  |  | CCX
1270 | 7 | 3 |  | CTAComponent | C1213-M4C030-14 | 1 | Release | Each | 2.0 | GB_T 9074.8，M4x30mm，Grade 4.8 Steel，Zinc finish，RoHS Fastener | 25114-M4/30/PPSTPS/TC1/GB9074.8 | TR FORMAC SHANGHAI PTE LTD | HLE
1271 | 7 | 5 |  | CTAComponent | 5460819 | 1 | Release | Each | 1.0 | insulation piece |  |  | CCX
1272 | 7 | 4 |  | CTAComponent | 5459257 | 1 | Release | Each | 1.0 | thread hole plate |  |  | CCX
1273 | 7 | 2 |  | CTAComponent | 5448409 | 2 | Release | Each | 1.0 | MICRO SWITCH |  |  | HLE
1274 | 7 | 6 |  | CTAComponent | 5447590 | 1 | Release | Each | 1.0 | through hole plate |  |  | CCX
1275 | 6 | 12 |  | CTAAssembly | 5449656 | 1 | Release | Each | 1.0 | Cup holder assembly |  |  | CCX
1276 | 7 | 2 |  | CTAComponent | 5448605 | 1 | Release | Each | 1.0 | Rotating shaft |  |  | CCX
1277 | 7 | 4 |  | CTAComponent | 5458684 | 1 | Release | Each | 1.0 | Barium cup |  |  | CCX
1278 | 7 | 5 |  | CTAComponent | 1010-M5C016-14 | 1 | Release | Each | 1.0 | Phillips Flat Head Screw, ISO 7046, M5-0.8, X16mm Long, Grade 4.8 Steel, Zinc Plated, RoHS Fastener | 20589-10948-03516 11060-M5C16MXFSTZ6/965A | FASTENAL COMPANY ANIXTER | STM
1279 | 7 | 3 |  | CTAComponent | 5439705 | 1 | Release | Each | 1.0 | Cup bracket |  |  | CCX
1280 | 7 | 1 |  | CTAAssembly | 5446172 | 1 | Release | Each | 1.0 | Cup fixed ASM |  |  | CCX
1281 | 8 | 2 |  | CTAComponent | 5445367 | 1 | Release | Each | 1.0 | Support pipe |  |  | CCX
1282 | 8 | 1 |  | CTAComponent | 5460205 | 1 | Release | Each | 1.0 | Base |  |  | CCX
1283 | 7 | 6 |  | CTAComponent | C1213-M3C006-14 | 1 | Release | Each | 2.0 | GB_T 9074.8，M3x6mm，Grade 4.8 Steel，Zinc finish，RoHS Fastener | 25114-M3/6/PPSTPS/TC1/GB9074.8 | TR FORMAC SHANGHAI PTE LTD | HLE
1284 | 6 | 13 |  | CTAAssembly | 5453902 | 1 | Release | Each | 1.0 | Back cover assembly |  |  | CCX
1285 | 7 | 1 |  | CTAComponent | 5441133 | 1 | Release | Each | 1.0 | Back cover |  |  | CCX
1286 | 7 | 4 |  | CTAComponent | 5494388 | 1 | Release | Each | 1.0 | Reinforce plate |  |  | CCX
1287 | 7 | 3 |  | CTAComponent | 5443789 | 1 | Release | Each | 1.0 | Mounting plate |  |  | CCX
1288 | 7 | 2 |  | CTAComponent | 5441309 | 1 | Release | Each | 6.0 | Cushion block |  |  | CCX
1289 | 6 | 14 |  | CTAComponent | 5454547 | 1 | Release | Each | 1.0 | Cable bracket |  |  | CCX
1290 | 6 | 16 |  | CTAAssembly | 5437161 | 3 | Release | Each | 1.0 | Inner MIC assembly |  |  | CCX
1291 | 6 | 15 |  | CTAComponent | 5456391 | 1 | Release | Each | 2.0 | Electromagnetic brake cover |  |  | CCX
1292 | 6 | 11 |  | CTAAssembly | 5437186 | 1 | Release | Each | 1.0 | Column cover assembly |  |  | CCX
1293 | 7 | 2 |  | CTAComponent | 5440479 | 1 | Release | Each | 1.0 | MIC base |  |  | CCX
1294 | 7 | 3 |  | CTAComponent | 5494384 | 1 | Release | Each | 1.0 | Sleeve |  |  | CCX
1295 | 7 | 1 |  | CTAAssembly | 5456390 | 1 | Release | Each | 1.0 | Front cover ASM |  |  | CCX
1296 | 8 | 2 |  | CTAComponent | 5459441 | 1 | Release | Each | 1.0 | Speaker base |  |  | CCX
1297 | 8 | 1 |  | CTAComponent | 5443731 | 1 | Release | Each | 1.0 | Front cover |  |  | CCX
1298 | 8 | 6 |  | CTAComponent | 5436067 | 1 | Release | Each | 1.0 | Front cover bracket 2 |  |  | CCX
1299 | 8 | 5 |  | CTAComponent | 5449818 | 1 | Release | Each | 1.0 | Speaker mounting plate |  |  | CCX
1300 | 8 | 4 |  | CTAComponent | 5453071 | 1 | Release | Each | 4.0 | Front cover bracket 1 |  |  | CCX
1301 | 8 | 3 |  | CTAComponent | 5453901 | 1 | Release | Each | 2.0 | Nut column C |  |  | CCX
1302 | 8 | 7 |  | CTAComponent | 5442144 | 1 | Release | Each | 1.0 | Reinforce plate |  |  | CCX
1303 | 6 | 10 |  | CTAAssembly | 5453712 | 1 | Release | Each | 1.0 | Compressor micro swich ASM |  |  | CCX
1304 | 7 | 2 |  | CTAComponent | 5461564 | 2 | Release | Each | 1.0 | MICRO SWITCH |  |  | HLE
1305 | 7 | 4 |  | CTAComponent | 5459257 | 1 | Release | Each | 1.0 | thread hole plate |  |  | CCX
1306 | 7 | 3 |  | CTAComponent | C1213-M4C030-14 | 1 | Release | Each | 2.0 | GB_T 9074.8，M4x30mm，Grade 4.8 Steel，Zinc finish，RoHS Fastener | 25114-M4/30/PPSTPS/TC1/GB9074.8 | TR FORMAC SHANGHAI PTE LTD | HLE
1307 | 7 | 1 |  | CTAComponent | 5447606 | 1 | Release | Each | 1.0 | Compressor micro swich bracket |  |  | CCX
1308 | 7 | 6 |  | CTAComponent | 5447590 | 1 | Release | Each | 1.0 | through hole plate |  |  | CCX
1309 | 7 | 5 |  | CTAComponent | 5460819 | 1 | Release | Each | 1.0 | insulation piece |  |  | CCX
1310 | 6 | 9 |  | CTAAssembly | 5437965 | 1 | Release | Each | 1.0 | Compressor motor and gear box ASM |  |  | CCX
1311 | 7 | 2 |  | CTAComponent | 5437964 | 4 | Release | Each | 1.0 | Compressor motor and gear box assembly |  |  | CCX
1312 | 7 | 3 |  | CTAComponent | 1000-M4C012-04 | 4 | Release | Each | 2.0 | Hexagon Socket Head Cap Screw, M4-0.7, X12mm Long, Grade 8.8 Steel, Zinc Plated, RoHS Fastener | 11060-M4C12KCSC9Z6/912 24140-M4/12/SOHTCS/TC1D/DIN912 20589-10948-03232 10487-1000-M4C012-04 A0996-BN 4 M4 X 12mm CR6+FREE | ANIXTER TR FORMAC DIV OF TR FASTENINGS FASTENAL COMPANY OHTA BOSSARD | STM
1313 | 7 | 1 |  | CTAComponent | 5460829 | 1 | Release | Each | 1.0 | Compressor driving wheel |  |  | CCX
1314 | 6 | 22 |  | CTAComponent | 1000-M5C016-04 | 5 | Release | Each | 4.0 | Hexagon Socket Head Cap Screw, M5-0.8, X16mm Long, Grade 8.8 Steel, Zinc Plated, RoHS Fastener | 11060-M5C16KCSC9Z6/912 24140-M5/16/SOHTCS/TC1D/DIN912 10487-1000-M5C016-04 20589-ZS2540016ZP0000 A0996-BN 4 M5 x 16mm CR6+FREE | ANIXTER TR FORMAC DIV OF TR FASTENINGS OHTA FASTENAL COMPANY BOSSARD | STM
1315 | 6 | 19 |  | CTAComponent | 1000-M4C008-04 | 6 | Release | Each | 15.0 | Hexagon Socket Head Cap Screw, ISO 4762, M4-0.7, X8mm Long, Grade 8.8 Steel, Zinc Plated, RoHS Fastener | 20589-10948-03230 11060-M4C8KCSC9Z6/912 10487-1000-M4C008-04 A0996-BN 4 M4 X 8mm CR6+FRE 24140-M4/8/SOHTCS/TC1D/ISO4762 | FASTENAL COMPANY ANIXTER OHTA BOSSARD TR FORMAC DIV OF TR FASTENINGS | STM
1316 | 6 | 20 |  | CTAComponent | 1000-M4C012-04 | 4 | Release | Each | 8.0 | Hexagon Socket Head Cap Screw, M4-0.7, X12mm Long, Grade 8.8 Steel, Zinc Plated, RoHS Fastener | 11060-M4C12KCSC9Z6/912 24140-M4/12/SOHTCS/TC1D/DIN912 20589-10948-03232 10487-1000-M4C012-04 A0996-BN 4 M4 X 12mm CR6+FREE | ANIXTER TR FORMAC DIV OF TR FASTENINGS FASTENAL COMPANY OHTA BOSSARD | STM
1317 | 6 | 21 |  | CTAComponent | 1000-M5C012-04 | 5 | Release | Each | 6.0 | Hexagon Socket Head Cap Screw, M5-0.8, X12mm Long, Grade 8.8 Steel, Zinc Plated, RoHS Fastener | 11060-M5C12KCSC9Z6/912 10487-1000-M5C012-04 24140-M5/12/SOHTCS/TC1D/DIN912 20589-ZS2540012ZP0000 A0996-BN 3 M5x12mm CR6+FREE | ANIXTER OHTA TR FORMAC DIV OF TR FASTENINGS FASTENAL COMPANY BOSSARD | STM
1318 | 6 | 18 |  | CTAAssembly | 5444084 | 2 | Release | Each | 1.0 | SPK assembly |  |  | CCX
1319 | 6 | 17 |  | CTAComponent | 5440286 | 2 | Release | Each | 1.0 | terminal board |  |  | CCX
1320 | 6 | 26 |  | CTAComponent | 1003-M4C012-31 | 2 | Release | Each | 10.0 | Hexagon Socket Button Head Screw, M4-0.7, X12mm Long, A2-70 Stainless Steel, Passivate, RoHS Fastener | 20589-10948-03353 A0996-1348825 11060-M4C12KBCSJ/7380 | FASTENAL COMPANY BOSSARD ANIXTER | STM
1321 | 6 | 27 |  | CTAComponent | 1007-M4C010-14 | 2 | Release | Each | 13.0 | Phillips Pan Head Screw, ISO 7045, M4-0.7, X10mm Long, Grade 4.8 Steel, Zinc Plated, RoHS Fastener | 11060-M4C10MXPSTZ6/7985 20589-10948-03570 24140-M4/10/PPSTMC/TC1/ISO7045 | ANIXTER FASTENAL COMPANY TR FORMAC DIV OF TR FASTENINGS | STM
1322 | 6 | 28 |  | CTAComponent | 1010-M4C006-14 | 2 | Release | Each | 24.0 | Phillips Flat Head Screw, ISO 7046, M4-0.7, X6mm Long, Grade 4.8 Steel, Zinc Plated, RoHS Fastener | 11060-M4C6MXFSTZ6/965A A0996-BN 388 M4-0.7 x 6mm CR6+FREE 12217-25030-109 | ANIXTER BOSSARD MIDWEST PRODUCTS & ENGINEERING | STM
1323 | 6 | 29 |  | CTAComponent | 2000-M4-03 | 3 | Release | Each | 28.0 | FLAT WASHER - NORMAL SERIES, ISO 7089, M4 CLASS 200H STEEL, ZINC PLATED RoHS FASTENER | 24140-M4/-/PWSTWA/TC1/DIN125 10487-2000-M4-03 A0996-BN 343 M4 CR6+FREE 24432-11103691 11060-M4NWSFSTZ6/125ATP | TR FORMAC DIV OF TR FASTENINGS OHTA BOSSARD FASTENAL ANIXTER | STM
1324 | 6 | 24 |  | CTAComponent | 1000-M6C016-04 | 4 | Release | Each | 4.0 | Hexagon Socket Head Cap Screw, M6-1, X16mm Long, Grade 8.8 Steel, Zinc Plated, RoHS Fastener | 20589-10948-03239 10487-1000-M6C016-04 24140-M6/16/SOHTCS/TC1D/DIN912 11060-M6C16KCSC9Z6/912 A0996-BN 4 M6 x 16mm CR6+FREE | FASTENAL COMPANY OHTA TR FORMAC DIV OF TR FASTENINGS ANIXTER BOSSARD | STM
1325 | 6 | 25 |  | CTAComponent | 1000-M8C025-04 | 3 | Release | Each | 4.0 | Hexagon Socket Head Cap Screw, M8-1.25, X25mm Long, Grade 8.8 Steel, Zinc Plated, RoHS Fastener | 11060-M8C25KCSC9Z6/912 20589-ZS2580025ZP0000 24140-M8/25/SOHTCS/TC1D/DIN912 10487-1000-M8C025-04 | ANIXTER FASTENAL COMPANY TR FORMAC DIV OF TR FASTENINGS OHTA | STM
1326 | 6 | 23 |  | CTAComponent | 1000-M5C020-04 | 4 | Release | Each | 2.0 | Hexagon Socket Head Cap Screw, M5-0.8, X20mm Long, Grade 8.8 Steel, Zinc Plated, RoHS Fastener | 11060-M5C20KCSC9Z6/912 24140-M5/20/SOHTCS/TC1D/DIN912 10487-1000-M5C020-04 20589-11103212 A0996-BN 4 M5 x 20mm CR6+FREE | ANIXTER TR FORMAC DIV OF TR FASTENINGS OHTA FASTENAL COMPANY BOSSARD | STM
1327 | 6 | 34 |  | CTAComponent | 5445416-3 | 1 | Release | Each | 1.0 | AVID PRODUCTS STEEL P-CLAMP or R-clamp DIA7.9, WIDE9.7,19243 SCP-5-323-203 |  |  | HLE
1328 | 6 | 35 |  | CTAComponent | C2106-M4-02 | 3 | Release | Each | 36.0 | Spring Lock Washer, M4, Zinc plated, Rohs Fastener | 24140-C2106-M4-02 | TR FORMAC DIV OF TR FASTENINGS | HLE
1329 | 6 | 36 |  | CTAComponent | C2106-M6-02 | 3 | Release | Each | 4.0 | Spring Lock Washer, M6, Zinc plated, Rohs Fastener | 24140-C2106-M6-02 | TR FORMAC DIV OF TR FASTENINGS | HLE
1330 | 6 | 32 |  | CTAComponent | 2106-M5-14 | 1 | Release | Each | 12.0 | Spring Lock Washer with Flat Ends JIS B1251, M5, Spring Stainless Steel, Rohs Fastener | 24140-2106-M5-14 | TR FORMAC DIV OF TR FASTENINGS | STM
1331 | 6 | 33 |  | CTAComponent | 5445416-2 | 1 | Release | Each | 5.0 | AVID PRODUCTS STEEL P-CLAMP or R-clamp DIA6.4, WIDE9.7, 19243-SCP-4-323-203 |  |  | HLE
1332 | 6 | 31 |  | CTAComponent | 2000-M8-03 | 2 | Release | Each | 5.0 | Flat Washer, ISO7089, M8, Steel 200HV, Zinc Plated, RoHS Fastener | 11060-M8NWSFSTZ6/125ATP 20589-10948-03458 25114-2000-M8-03 | ANIXTER FASTENAL COMPANY TR FORMAC SHANGHAI PTE LTD | STM
1333 | 6 | 30 |  | CTAComponent | 2000-M5-03 | 5 | Release | Each | 10.0 | Flat Washer, ISO7089, M5, Steel 200HV, Zinc Plated, RoHS Fastener | A0996-BN343-M5 CR3 11060-M5NWSFSTZ6/125ATP 20589-10948-03456 24140-M5/-/PWSTWA/TC1/DIN125 10487-7130111-5 | BOSSARD ANIXTER FASTENAL COMPANY TR FORMAC DIV OF TR FASTENINGS OHTA | STM
1334 | 6 | 43 |  | CTAComponent | C1213-M3C016-14 | 1 | Release | Each | 2.0 | GB_T 9074.8，M3x16mm，Grade 4.8 Steel，Zinc finish，RoHS Fastener | 25114-M3/16/PPSTPS/TC1/GB9074.8 | TR FORMAC SHANGHAI PTE LTD | HLE
1335 | 6 | 40 |  | CTAComponent | 5456972 | 2 | Release | Each | 1.0 | compressor resistor 152R |  |  | CCX
1336 | 6 | 41 |  | CTAComponent | 5457946 | 1 | Release | Each | 8.0 | RICHCO FTH-7A1-RT FLAT TIE HOLDER 25.4x25.4x7.1mm, ACCOMODATES 5x2mm |  |  | HLE
1337 | 6 | 42 |  | CTAComponent | 5445188 | 1 | Release | Each | 1.0 | Compressor chain |  |  | CCX
1338 | 6 | 39 |  | CTAComponent | 5456441 | 1 | Release | Each | 3.0 | KANG YANG nylon Cable Clamp P-Clamp CC-1S width9.2mm, bolt hole5.4mm, Dia3.2mm |  |  | HLE
1339 | 6 | 37 |  | CTAComponent | C2106-M8-80 | 1 | Release | Each | 5.0 | GB_T 93，M8，Spring Steel，Black Oxide finish，RoHS Fastener | 25114-M8/-/SRSTWA/BO/GB93 | TR FORMAC SHANGHAI PTE LTD | HLE
1340 | 6 | 46 |  | CTAComponent | C1213-M3C010-14 | 1 | Release | Each | 4.0 | GB_T 9074.8，M3x10mm，Grade 4.8 Steel，Zinc finish，RoHS Fastener | 25114-M3/10/PPSTPS/TC1/GB9074.8 | TR FORMAC SHANGHAI PTE LTD | HLE
1341 | 6 | 47 |  | CTAComponent | 5438150 | 3 | Release | Each | 4.0 | Support Pole |  |  | HLE
1342 | 6 | 45 |  | CTAComponent | 1000-M8C055-04 | 1 | Release | Each | 1.0 | Hexagon Socket Head Cap Screw, M8-1.25, X55mm Long, Grade 8.8 Steel, Zinc Plated, RoHS Fastener | 10487-1000-M8C055-04 | OHTA | STM
1343 | 6 | 44 |  | CTAComponent | 5168929 | 1 | Release | Each | 2.0 | copper socket |  |  | HLE
1344 | 6 | 48 |  | CTAComponent | 5497434 | 1 | Release | Each | 2.0 | Cable bracket 2 |  |  | CCX
1345 | 6 | 38 |  | CTAComponent | 2001-M5-03 | 1 | Release | Each | 2.0 | Large Flat Washer, ISO7093, M5, Steel 200HV, Zinc Plated, RoHS Fastener | 11060-M5NWFESTZ6/9021TH 20589-10948-03485 | ANIXTER FASTENAL COMPANY | STM
1346 | 6 | 50 |  | CTAComponent | 5502206 | 1 | Release | Each | 2.0 | cable clamp 2 |  |  | CCX
1347 | 6 | 51 |  | CTAComponent | C1213-M4C012-14 | 1 | Release | Each | 4.0 | GB_T 9074.8，M4x12mm，Grade 4.8 Steel，Zinc finish，RoHS Fastener | 25114-M4/12/PPSTPS/TC1/GB9074.8 | TR FORMAC SHANGHAI PTE LTD | HLE
1348 | 6 | 49 |  | CTAAssembly | 5500184 | 1 | Release | Each | 1.0 | cable clamp base |  |  | CCX
1349 | 7 | 2 |  | CTAComponent | 5498757 | 1 | Release | Each | 1.0 | Mounting Block |  |  | CCX
1350 | 7 | 4 |  | CTAComponent | 5492966 | 1 | Release | Each | 1.0 | Circlip for shaft-GB894.1-86 15 Series Fastener Drawing RoHS Compliant |  |  | CCX
1351 | 7 | 3 |  | CTAComponent | 5500183 | 1 | Release | Each | 1.0 | Mounting plate |  |  | CCX
1352 | 7 | 1 |  | CTAAssembly | 5457746 | 1 | Release | Each | 1.0 | base for cable clamp |  |  | CCX
1353 | 8 | 2 |  | CTAComponent | 5441352 | 1 | Release | Each | 1.0 | Joint Column |  |  | CCX
1354 | 8 | 1 |  | CTAComponent | 5449848 | 1 | Release | Each | 1.0 | Base Board |  |  | CCX
1355 | 5 | 13 |  | CTAComponent | 5439530 | 2 | Release | Each | 1.0 | Foot_up Cover |  |  | HLE
1356 | 5 | 12 |  | CTAAssembly | 5441941 | 1 | Release | Each | 1.0 | Cover For Column Moving Motor |  |  | HLE
1357 | 6 | 2 |  | CTAComponent | 5446203 | 1 | Release | Each | 1.0 | Cover II |  |  | HLE
1358 | 6 | 1 |  | CTAComponent | 5436098 | 1 | Release | Each | 1.0 | Cover I |  |  | HLE
1359 | 6 | 3 |  | CTAComponent | 5456421 | 2 | Release | Each | 1.0 | Cover III |  |  | HLE
1360 | 5 | 11 |  | CTAAssembly | 5451209 | 1 | Release | Each | 1.0 | Foot Cover Welding Assembly |  |  | HLE
1361 | 6 | 2 |  | CTAComponent | 5453091 | 1 | Release | Each | 3.0 | Joint Block |  |  | HLE
1362 | 6 | 1 |  | CTAComponent | 5457195 | 1 | Release | Each | 1.0 | Foot Cover |  |  | HLE
1363 | 5 | 16 |  | CTAComponent | 5436664 | 1 | Release | Each | 7.0 | Base Close Cover |  |  | HLE
1364 | 5 | 10 |  | CTAAssembly | 5459259 | 2 | Release | Each | 1.0 | Base Motor Cover |  |  | HLE
1365 | 6 | 2 |  | CTAComponent | 5437391 | 1 | Release | Each | 1.0 | Base Motor Cover II |  |  | HLE
1366 | 6 | 3 |  | CTAComponent | 5440486 | 1 | Release | Each | 1.0 | Cover For Protecting Mouse |  |  | HLE
1367 | 6 | 1 |  | CTAComponent | 5445396 | 2 | Release | Each | 1.0 | Base Motor Cover I |  |  | CCX
1368 | 6 | 4 |  | CTAComponent | C1213-M3C006-14 | 1 | Release | Each | 2.0 | GB_T 9074.8，M3x6mm，Grade 4.8 Steel，Zinc finish，RoHS Fastener | 25114-M3/6/PPSTPS/TC1/GB9074.8 | TR FORMAC SHANGHAI PTE LTD | HLE
1369 | 5 | 36 |  | CTAAssembly | 5452945 | 6 | Release | Each | 1.0 | Table Electrical Control Unit |  |  | CCX
1370 | 6 | 7 |  | CTAComponent | 1007-M2C008-31 | 1 | Release | Each | 2.0 | Phillips Pan Head Screw, ISO 7045, M2-0.4, X8mm Long, A2-70 Stainless Steel, Passivate, RoHS Fastener | 20589-10948-03589 | FASTENAL COMPANY | STM
1371 | 6 | 6 |  | CTAComponent | 5453489 | 3 | Release | Each | 1.0 | Table Board DC Power Cable |  |  | CCX
1372 | 6 | 9 |  | CTAComponent | 5445416-2 | 1 | Release | Each | 4.0 | AVID PRODUCTS STEEL P-CLAMP or R-clamp DIA6.4, WIDE9.7, 19243-SCP-4-323-203 |  |  | HLE
1373 | 6 | 1 |  | CTAAssembly | 5453695 | 3 | Release | Each | 1.0 | Electrical Bracket Welding Assembly |  |  | HLE
1374 | 7 | 2 |  | CTAComponent | 5438150 | 3 | Release | Each | 12.0 | Support Pole |  |  | HLE
1375 | 7 | 1 |  | CTAComponent | 5474161 | 3 | Release | Each | 1.0 | Electrical Bracket |  |  | HLE
1376 | 6 | 10 |  | CTAComponent | 5445416-3 | 1 | Release | Each | 2.0 | AVID PRODUCTS STEEL P-CLAMP or R-clamp DIA7.9, WIDE9.7,19243 SCP-5-323-203 |  |  | HLE
1377 | 6 | 2 |  | CTAComponent | 5440911 | 2 | Release | Each | 1.0 | Switch Power |  |  | CCX
1378 | 6 | 8 |  | CTAComponent | C1213-M4C008-14 | 1 | Release | Each | 10.0 | GB_T 9074.8，M4x8mm，Grade 4.8 Steel，Zinc finish，RoHS Fastener | 25114-M4/8/PPSTPS/TC1/GB9074.8 | TR FORMAC SHANGHAI PTE LTD | HLE
1379 | 6 | 13 |  | CTAComponent | C1213-M3C008-14 | 1 | Release | Each | 12.0 | GB_T 9074.8，M3x8mm，Grade 4.8 Steel，Zinc finish，RoHS Fastener | 25114-M3/8/PPSTPS/TC1/GB9074.8 | TR FORMAC SHANGHAI PTE LTD | HLE
1380 | 5 | 25 |  | CTAComponent | 1010-M4C006-14 | 2 | Release | Each | 1.0 | Phillips Flat Head Screw, ISO 7046, M4-0.7, X6mm Long, Grade 4.8 Steel, Zinc Plated, RoHS Fastener | 11060-M4C6MXFSTZ6/965A A0996-BN 388 M4-0.7 x 6mm CR6+FREE 12217-25030-109 | ANIXTER BOSSARD MIDWEST PRODUCTS & ENGINEERING | STM
1381 | 5 | 26 |  | CTAComponent | 1010-M5C010-14 | 1 | Release | Each | 8.0 | Phillips Flat Head Screw, ISO 7046, M5-0.8, X10mm Long, Grade 4.8 Steel, Zinc Plated, RoHS Fastener | 20589-10948-03514 11060-M5C10MXFSTZ6/965A | FASTENAL COMPANY ANIXTER | STM
1382 | 5 | 34 |  | CTAComponent | 5457946 | 1 | Release | Each | 1.0 | RICHCO FTH-7A1-RT FLAT TIE HOLDER 25.4x25.4x7.1mm, ACCOMODATES 5x2mm |  |  | HLE
1383 | 5 | 30 |  | CTAComponent | 2000-M12-03 | 1 | Release | Each | 8.0 | Flat Washer, ISO7089, M12, Steel 200HV, Zinc Plated, RoHS Fastener | 11060-M12NWSFSTZ6/125ATP 20589-10948-03460 | ANIXTER FASTENAL COMPANY | STM
1384 | 5 | 31 |  | CTAComponent | 2000-M8-03 | 2 | Release | Each | 8.0 | Flat Washer, ISO7089, M8, Steel 200HV, Zinc Plated, RoHS Fastener | 11060-M8NWSFSTZ6/125ATP 20589-10948-03458 25114-2000-M8-03 | ANIXTER FASTENAL COMPANY TR FORMAC SHANGHAI PTE LTD | STM
1385 | 5 | 3 |  | CTAComponent | 5443770 | 1 | Release | Each | 1.0 | Cable bracket |  |  | HLE
1386 | 5 | 20 |  | CTAComponent | 5454749 | 1 | Release | Each | 1.0 | Cable cover |  |  | HLE
1387 | 5 | 19 |  | CTAComponent | 5441118 | 1 | Release | Each | 1.0 | Energy Chain |  |  | HLE
1388 | 5 | 28 |  | CTAComponent | C1213-M4C012-14 | 1 | Release | Each | 33.0 | GB_T 9074.8，M4x12mm，Grade 4.8 Steel，Zinc finish，RoHS Fastener | 25114-M4/12/PPSTPS/TC1/GB9074.8 | TR FORMAC SHANGHAI PTE LTD | HLE
1389 | 5 | 41 |  | ECCCollectorPart | 5488204 | 5 | Release | Each | 1.0 | PT800+ table cable collector 2 |  |  | CCX
1390 | 6 |  | Table Frequency Inverter1 signal cable | CTAComponent | 5451810 | 2 | Release | Each | 1.0 | Table Frequency Inverter1 signal cable |  |  | HLE
1391 | 6 |  | Table Relay power cable | CTAComponent | 5444956 | 1 | Release | Each | 1.0 | Table Relay power cable |  |  | HLE
1392 | 6 |  | Table tilt motor power cable | CTAComponent | 5448361 | 2 | Release | Each | 1.0 | Table tilt motor power cable |  |  | HLE
1393 | 6 |  | Table column compressor motor Cable 1 | CTAComponent | 5454313 | 1 | Release | Each | 1.0 | Table column compressor motor Cable 1 |  |  | HLE
1394 | 6 |  | Table column SID potentiometer and cable | CTAComponent | 5457710 | 1 | Release | Each | 1.0 | Table column SID potentiometer and cable |  |  | HLE
1395 | 6 |  | Table column compressor motor Cable 3 | CTAComponent | 5444278 | 3 | Release | Each | 1.0 | Table column compressor motor Cable 3 |  |  | CCX
1396 | 6 |  | Table column SID and Compressor Limit Switch Cable 1 | CTAComponent | 5450221 | 2 | Release | Each | 1.0 | Table column SID and Compressor Limit Switch Cable 1 |  |  | HLE
1397 | 6 |  | Table tilt over LS Assy SW cable | CTAComponent | 5447377 | 1 | Release | Each | 1.0 | Table tilt over LS Assy SW cable |  |  | HLE
1398 | 6 |  | Table column Up Switch Limit Cable | CTAComponent | 5445779 | 1 | Release | Each | 1.0 | Table column Up Switch Limit Cable |  |  | HLE
1399 | 6 |  | Table column Down Switch Limit Cable | CTAComponent | 5453488 | 1 | Release | Each | 1.0 | Table column Down Switch Limit Cable |  |  | HLE
1400 | 6 |  | Table top motor limit switch cable | CTAComponent | 5451808 | 1 | Release | Each | 1.0 | Table top motor limit switch cable |  |  | HLE
1401 | 6 |  | Table tilt stop LS Assy SW cable | CTAComponent | 5453492 | 1 | Release | Each | 1.0 | Table tilt stop LS Assy SW cable |  |  | HLE
1402 | 6 |  | Table column SID motor Cable | CTAComponent | 5448362 | 1 | Release | Each | 1.0 | Table column SID motor Cable |  |  | HLE
1403 | 6 |  | Table Key board Cable | CTAComponent | 5450223 | 2 | Release | Each | 1.0 | Table Key board Cable |  |  | HLE
1404 | 6 |  | Table II base ground cable | CTAComponent | 5452844 | 1 | Release | Each | 1.0 | Table II base ground cable |  |  | HLE
1405 | 6 |  | Table Limit SW cable | CTAComponent | 5436968 | 1 | Release | Each | 1.0 | Table Limit SW cable |  |  | HLE
1406 | 6 |  | Table column UD Switch Limit Cable | CTAComponent | 5438532 | 1 | Release | Each | 1.0 | Table column UD Switch Limit Cable |  |  | HLE
1407 | 6 |  | Table TOP LR motor RC Contact Suppression Cable | CTAComponent | 5451991 | 1 | Release | Each | 2.0 | Table TOP LR motor RC Contact Suppression Cable |  |  | HLE
1408 | 6 |  | Table cover base ground cable | CTAComponent | 5453650 | 1 | Release | Each | 1.0 | Table cover base ground cable |  |  | HLE
1409 | 6 |  | Table TOP LR motor base ground cable | CTAComponent | 5441077 | 1 | Release | Each | 1.0 | Table TOP LR motor base ground cable |  |  | HLE
1410 | 6 |  | Table TOP ground cable | CTAComponent | 5445136 | 3 | Release | Each | 1.0 | Table TOP ground cable |  |  | HLE
1411 | 6 |  | Table intercom communication Cable | CTAComponent | 5436985 | 3 | Release | Each | 1.0 | Table intercom communication Cable |  |  | HLE
1412 | 6 |  | Table cassette absence cable 2 | CTAComponent | 5448191 | 1 | Release | Each | 1.0 | Table cassette absence cable 2 |  |  | HLE
1413 | 6 |  | Table TOP LR motor cable | CTAComponent | 5437749 | 1 | Release | Each | 1.0 | Table TOP LR motor cable |  |  | HLE
1414 | 6 |  | Table Frequency Inverter2 signal cable | CTAComponent | 5440915 | 3 | Release | Each | 1.0 | Table Frequency Inverter2 signal cable |  |  | HLE
1415 | 6 |  | Table column UD Motor Power Cable | CTAComponent | 5448194 | 1 | Release | Each | 1.0 | Table column UD Motor Power Cable |  |  | HLE
1416 | 6 |  | Table Compressor Motor Cable 2 | CTAComponent | 5452648 | 1 | Release | Each | 1.0 | Table Compressor Motor Cable 2 |  |  | HLE
1417 | 6 |  | Table cassette absence Cable 1 | CTAComponent | 5440910 | 3 | Release | Each | 1.0 | Table cassette absence Cable 1 |  |  | HLE
1418 | 6 |  | Table SID and Compressor Switch Limit Cable 2 | CTAComponent | 5451807 | 1 | Release | Each | 1.0 | Table SID and Compressor Switch Limit Cable 2 |  |  | HLE
1419 | 6 |  | TABLE POWER HARNESS | CTAComponent | 5462125 | 3 | Release | Each | 1.0 | TABLE POWER HARNESS |  |  | HLE
1420 | 6 |  | Table Console Spot Control Input cable | CTAComponent | 5441717 | 4 | Release | Each | 1.0 | Table Console Spot Control Input cable |  |  | HLE
1421 | 6 |  | Table Console Move Control Input Cable | CTAComponent | 5440085 | 4 | Release | Each | 1.0 | Table Console Move Control Input Cable |  |  | HLE
1422 | 6 |  | Table motor board power cable | CTAComponent | 5440086 | 3 | Release | Each | 1.0 | Table motor board power cable |  |  | HLE
1423 | 6 |  | Table Switch Power A1P1 Input Cable | CTAComponent | 5446565 | 2 | Release | Each | 1.0 | Table Switch Power A1P1 Input Cable |  |  | HLE
1424 | 6 |  | Table tube tilt stop power cable | CTAComponent | 5447378 | 1 | Release | Each | 1.0 | Tube stop power cable |  |  | HLE
1425 | 6 |  | Table column UD motor base ground cable | CTAComponent | 5448364 | 1 | Release | Each | 1.0 | Table column UD motor base ground cable |  |  | HLE
1426 | 6 |  | Table In-Room Console Move Control Input Cable | CTAComponent | 5460784 | 4 | Release | Each | 1.0 | Table In-Room Console Move Control Input Cable |  |  | CCX
1427 | 6 |  | Table A1-boards frame ground cable | CTAComponent | 5454489 | 2 | Release | Each | 1.0 | Table A1-boards frame ground cable |  |  | HLE
1428 | 6 |  | Table column Tower A6 base ground cable | CTAComponent | 5453649 | 1 | Release | Each | 1.0 | Table column Tower A6 base ground cable |  |  | HLE
1429 | 5 | 38 |  | ECCCollectorPart | 5480084 | 3 | Release | Each | 1.0 | tabel label collector |  |  | CCX
1430 | 6 | 2 |  | CTAComponent | 5453686 | 1 | Release | Each | 1.0 | Fuse specification label |  |  | HLE
1431 | 6 | 6 |  | CTAComponent | 5449185 | 1 | Release | Each | 1.0 | Cassette size label |  |  | HLE
1432 | 6 | 1 |  | CTAComponent | 5485146 | 1 | Release | Each | 1.0 | limit switch label |  |  | CCX
1433 | 6 | 3 |  | CTAComponent | 5484970 | 1 | Release | Each | 4.0 | Position number label |  |  | CCX
1434 | 6 | 5 |  | CTAComponent | 5484944 | 1 | Release | Each | 16.0 | function grounding symbol label |  |  | CCX
1435 | 6 | 4 |  | CTAComponent | 5454527 | 1 | Release | Each | 23.0 | Grounding symbol label |  |  | HLE
1436 | 5 | 39 |  | ECCCollectorPart | 5441176 | 2 | Release | Each | 1.0 | Table cable collector |  |  | CCX
1437 | 6 | 2 |  | CTAComponent | 5451168 | 1 | Release | Each | 1.0 | II Ground Cable |  |  | HLE
1438 | 6 | 3 |  | CTAComponent | 5456926 | 4 | Release | Each | 1.0 | Table tube fan and Cable |  |  | CCX
1439 | 6 | 5 |  | CTAComponent | 5460616 | 5 | Release | Each | 1.0 | Table Tube tilt Stop cable |  |  | CCX
1440 | 6 | 9 |  | CTAComponent | 5440079 | 3 | Release | Each | 1.0 | Table SID Driver Control Cable |  |  | HLE
1441 | 6 | 8 |  | CTAComponent | 5457544 | 3 | Release | Each | 1.0 | Table Tube tilt Button and pitching limit SW Cable |  |  | CCX
1442 | 6 | 4 |  | CTAComponent | 5448190 | 1 | Release | Each | 1.0 | Table column SID Motor Driver Power Cable |  |  | HLE
1443 | 6 | 1 |  | CTAComponent | 5448207 | 1 | Release | Each | 1.0 | II Power Cable to Bulkhead J432 |  |  | HLE
1444 | 6 | 11 |  | CTAComponent | 5437143 | 3 | Release | Each | 1.0 | Table tube 0 degree SW cable |  |  | CCX
1445 | 6 | 14 |  | CTAComponent | 5452651 | 2 | Release | Each | 1.0 | Collimator Power cable |  |  | HLE
1446 | 6 | 15 |  | CTAComponent | 5443491 | 3 | Release | Each | 1.0 | Collimator ground cable |  |  | HLE
1447 | 6 | 12 |  | CTAComponent | 5451809 | 1 | Release | Each | 1.0 | Table SID potentiometer Cable |  |  | HLE
1448 | 6 | 10 |  | CTAComponent | 5459961 | 1 | Release | Each | 1.0 | Table SID motor base ground cable |  |  | HLE
1449 | 6 | 13 |  | CTAComponent | 5456779-2 | 2 | Release | Each | 1.0 | Collimator control cable 1-new |  |  | CCX
1450 | 5 | 40 |  | ECCCollectorPart | 5442003 | 5 | Release | Each | 1.0 | Table Accessary Collector |  |  | CCX
1451 | 6 | 5 |  | CTAComponent | C1213-M4C012-14 | 1 | Release | Each | 2.0 | GB_T 9074.8，M4x12mm，Grade 4.8 Steel，Zinc finish，RoHS Fastener | 25114-M4/12/PPSTPS/TC1/GB9074.8 | TR FORMAC SHANGHAI PTE LTD | HLE
1452 | 6 | 1 |  | CTAComponent | 5452031 | 2 | Release | Each | 1.0 | Cable Plastic Pipe |  |  | HLE
1453 | 6 | 6 |  | CTAComponent | 1010-M4C012-14 | 2 | Release | Each | 4.0 | Phillips Flat Head Screw, ISO 7046, M4-0.7, X12mm Long, Grade 4.8 Steel, Zinc Plated, RoHS Fastener | 11060-M4C12MXFSTZ6/965A 20589-10948-03509 24140-M4/12/KPSTMC/TC1/DIN965 | ANIXTER FASTENAL COMPANY TR FORMAC DIV OF TR FASTENINGS | STM
1454 | 6 | 10 |  | CTAComponent | 5500984 | 1 | Release | Each | 1.0 | Cable sleeve 4 |  |  | CCX
1455 | 6 | 8 |  | CTAComponent | 5500982 | 1 | Release | Each | 1.0 | Cable sleeve 2 |  |  | CCX
1456 | 6 | 9 |  | CTAComponent | 5500983 | 1 | Release | Each | 3.0 | Cable sleeve 3 |  |  | CCX
1457 | 6 | 7 |  | CTAComponent | 5500979 | 1 | Release | Each | 2.0 | Cable sleeve 1 |  |  | CCX
1458 | 6 | 12 |  | CTAComponent | 5500987 | 1 | Release | Each | 1.0 | Cable sleeve 6 |  |  | CCX
1459 | 6 | 11 |  | CTAComponent | 5500986 | 1 | Release | Each | 1.0 | Cable sleeve 5 |  |  | CCX
1460 | 5 | 37 |  | CTAComponent | 1007-M4C020-14 | 1 | Release | Each | 2.0 | Phillips Pan Head Screw, ISO 7045, M4-0.7, X20mm Long, Grade 4.8 Steel, Zinc Plated, RoHS Fastener | 20589-10948-03573 11060-M4C20MXPSTZ6/7985 | FASTENAL COMPANY ANIXTER | STM
1461 | 4 | 13 |  | CTAComponent | 5456160 | 2 | Release | Each | 1.0 | Table Board Interface Cable1 |  |  | CCX
1462 | 4 | 14 |  | ECCCollectorPart | 5498545 | 1 | Release | Each | 1.0 | pt800+ table fuse collector |  |  | CCX
1463 | 5 |  | 10A fuse | CTAComponent | 5438741 | 1 | Release | Each | 2.0 | 10A fuse |  |  | HLE
1464 | 5 |  | 2A fuse | CTAComponent | 5438743 | 1 | Release | Each | 2.0 | 2A fuse |  |  | HLE
1465 | 5 |  | 4A fuse | CTAComponent | 5449858 | 1 | Release | Each | 1.0 | 4A Fuse |  |  | HLE
1466 | 4 | 10 |  | CTAComponent | 5450106 | 1 | Release | Each | 1.0 | Grid for Precision THUNIS-800+ |  |  | HLE
1467 | 4 | 9 |  | CTAAssembly | 5473935 | 4 | Release | Each | 1.0 | Intercom Board Assembly |  |  | CCX
1468 | 5 | 2 |  | CTACircuitBoard | 5451492 | 4 | Release | Each | 1.0 | Intercom Board PWA |  |  | CCX
1469 | 6 |  | CR13, CR14 | CTAComponent | 5483033 | 1 | Release | Each | 2.0 | ULTRA LOW CAPACITANCE TVS ARRAY of 24V STAND-OFF VOLTAGE |  |  | HLE
1470 | 6 |  | U8 | CTAOOC | 5454247 | 2 | Not Recommended | Each | 1.0 | CONVERTER DAC, 24BIT, 192 KHZ, 2CHANNELS PER PKG, TSSOP10, UNKNOWN WHISKER RISK | 26334-CS4344-CZZ | CIRRUS LOGIC INC. | STE
1471 | 6 |  | U1 | CTAOOC | 2142461 | 2 | Restricted | Each | 1.0 | AMPLIFIER OP AMP OP284 DUAL AMPLIFIER_NEW OP AMP PRECISION RAIL-TO-RAIL INPUT and OUTPUT OP284 S08 | 01649-OP284FSZ | ANALOG DEVICES | STE
1472 | 6 |  | C2,C6,C22,C37,C52,C58,C63,C68 | CTAOOC | 2183937-10 | 3 | Standard | Each | 8.0 | CAPA TANT 10UF 10% 25V 6032 | 08390-T491C106K025AT 08390-B45196H5106K30 18981-293D106X9025C2TE3 19214-TAJC106K025RNJ | KEMET KEMET VISHAY AVX/KYOCERA | STE
1473 | 6 |  | J4 | CTAOOC | 2115384-2 | 2 | Standard | Each | 1.0 | FASTON TAB, 6.3X0.8MM, STRAIGHT, 5.08MM PITCH, PWB3.2, TINNED | 04947-1287 18996-1217056-1 | KEYSTONE ELECTRONICS CORP TE CONNECTIVITY | STE
1474 | 6 |  | FL2 | CTAComponent | 5482604 | 1 | Release | Each | 1.0 | CHIP EMIFIL Capacitor Type |  |  | HLE
1475 | 6 |  | R57 | CTAOOC | 5160167 | 2 | Standard | Each | 1.0 | RESISTOR, 0R, THICK FILM, 2512, 2A, 0.05 OHM | 18981-CRCW25120000Z0E 11962-RC2512JK-070RL 06725-RK73Z3AT 02254-MCR100JZHJ000 | VISHAY YAGEO KOA ROHM | STE
1476 | 6 |  | R10,R47-R54 | CTAOOC | 2234757-15 | 3 | Standard | Each | 9.0 | RESISTOR 22R1 1% 100MW 0603 THICK-FI | 02254-MCR03EZPFX22R1 00078-CR0603FX22R1ELF 18981-CRCW060322R1FKE 06725-RK73H1JTTD22R1F 11962-RC0603FR-0722R1L 05498-MC060322R1FTW 00006-WCR0603LF22R1F | ROHM BOURNS VISHAY KOA YAGEO RCD COMPONENTS INC. IRC | STE
1477 | 6 |  | U3,U15 | CTAOOC | 2196877-3 | 6 | Standard | Each | 2.0 | IC, LOGIC, 74LVC-LCX04, TSSOP14 | 18846-MC74LCX04DTG 19638-LVC04BTELL-E 00352 74LVC04APW 00495-SN74LVC04APWE4 00495-SN74LVC04APW | ON SEMICONDUCTOR RENESAS TECHNOLOGY CORP NXP (FORMERLY PHILIPS COMPONEN TEXAS INSTRUMENTS TEXAS INSTRUMENTS | STE
1478 | 6 |  | U12 | CTAOOC | 2211252-9 | 2 | Standard | Each | 1.0 | LOGIC 74AHC-VHC125 TSSOP14 | 00495-SN74AHC125PWE4 18846-MC74VHC125DTR2G | TEXAS INSTRUMENTS ON SEMICONDUCTOR | STE
1479 | 6 |  | CR1,CR2 | CTAOOC | 2224981-8 | 1 | Standard | Each | 2.0 | SEMICONDUCTOR, DIODE 130VOLTS 1M AMPS UNIDIRECTIONAL, SMB DO-214AA | 18981-P6SMB130A-E3 18846-P6SMB130AT3G | VISHAY ON SEMICONDUCTOR | STE
1480 | 6 |  | TP1-TP9 | CTAOOC | 2233921 | 2 | Standard | Each | 9.0 | TEST POINT, SMD 1005 | 04947 5015 ZZC70-TP-108-02-1-T | KEYSTONE ELECTRONICS CORP COMPONENTS CORPORATION | STE
1481 | 6 |  | U7 | CTAOOC | 2196877-40 | 2 | Standard | Each | 1.0 | LOGIC LVC-LCX 125 TSSOP | 00124-74LVC125ATTR 18846-MC74LCX125DTG 00352 74LVC125APW 00495-SN74LVC125APWRE4 00124-74LCX125TTR | ST MICROELECTRONICS ON SEMICONDUCTOR NXP (FORMERLY PHILIPS COMPONEN TEXAS INSTRUMENTS ST MICROELECTRONICS | STE
1482 | 6 |  | C84 | CTAOOC | 2187496-100 | 1 | Standard | Each | 1.0 | CAPACITOR CERAMIC, NPO, 2.7NF, 1Percent, 50V, SMD 0805 | 18981-VJ0805A272FXAA 12361-0805J0500272FC 08390-C0805C272F5GAC 19214-08055A272FAT2A | VISHAY SYFER TECHNOLOGY LIMITED KEMET AVX/KYOCERA | STE
1483 | 6 |  | C5,C31,C45 | CTAOOC | 2183937-15 | 4 | Standard | Each | 3.0 | CAPA TANT 100UF 10% 10V 7343 | 08390-T491D107K010AT 08390-B45196H2107K40 00042-293D107X9010D2TE3 19214-TAJD107K010RNJ | KEMET KEMET VISHAY SPRAGUE AVX/KYOCERA | STE
1484 | 6 |  | C107 | CTAOOC | 2235239-4 | 2 | Standard | Each | 1.0 | CAPACITOR X7R 22NF 10% 25V 0603 | 19214-06033C223KAT 11962-CC0603KRX7R8BB223 18981-VJ0603Y223KXX 08390 C0603C223K3RAC 03041-C1608X7R1E223K | AVX/KYOCERA YAGEO VISHAY KEMET TDK | STE
1485 | 6 |  | C3,C4,C7-C21,C23,C25-C27,C33,C34,C39-C41,C47,C49,C64-C67,C69,C71-C74,C80,C82,C94-C97,C99-C102 | CTAOOC | 2235239-6 | 2 | Standard | Each | 47.0 | CAPACITOR X7R 100NF 10% 16V 0603 | 08390 C0603C104K4RAC 18981-VJ0603Y104KXJ 11962-CC0603KRX7R7BB104 19214-0603YC104KAT | KEMET VISHAY YAGEO AVX/KYOCERA | STE
1486 | 6 |  | C90,C91 | CTAOOC | 2235238-8 | 1 | Standard | Each | 2.0 | CAPA NPO 1NF 5% 25V 0603 | 19214-06033A102JAT 11962-CC0603JRNPO8BN102 | AVX/KYOCERA YAGEO | STE
1487 | 6 |  | C44 | CTAOOC | 2235238-28 | 3 | Standard | Each | 1.0 | CAPACITOR 180P, 1 percent, 50V, CERAMIC, C0G NPO, 0603 | 19214-06035A181FAT 11623-NMC0603NPO181F50TRPF 11962-CC0603FRNPO9BN181 18981-VJ0603A181FXA 02862-GRM1885C1H181FA01 | AVX/KYOCERA NIC COMPONENTS CORPORATION YAGEO VISHAY MURATA | STE
1488 | 6 |  | C1,C29,C36,C55,C60-C62,C103-C106 | CTAOOC | 2235239-3 | 6 | Standard | Each | 11.0 | CAPACITOR X7R 10NF 10 PERCENT 50V 0603 | 08390 C0603C103K5RAC 03041 C1608X7R1H103K 18981-VJ0603Y103KXA 11962-CC0603KRX7R9BB103 03041-C1608X7R1H103K080AA 19214-06035C103KAT | KEMET TDK VISHAY YAGEO TDK AVX/KYOCERA | STE
1489 | 6 |  | C77 | CTAOOC | 2235238-6 | 3 | Standard | Each | 1.0 | CAPA NPO 220PF 5% 50V 0603 | 11962-CC0603JRNPO9BN221 08390 C0603C221J5GAC 00401-CEC14CW 220PF 5% 63V 03041-C1608C0G1H221J 18981-VJ0603A221JXA 03041-C1608C0G1H221J080AA | YAGEO KEMET EUROFARAD TDK VISHAY TDK | STE
1490 | 6 |  | C30,C38 | CTAOOC | 2235238-2 | 5 | Standard | Each | 2.0 | CAPA NPO 10PF 5% 50V 0603 | 00401-CEC14CW 10PF 5% 63V 03041-C1608C0G1H100D 19214-06035A100JAT 18981-VJ0603A100JXA 08390-C0603C100J5GAC 11962-CC0603JRNPO9BN100 03041-C1608C0G1H100D080AA | EUROFARAD TDK AVX/KYOCERA VISHAY KEMET YAGEO TDK | STE
1491 | 6 |  | R58,R60-R63,R67 | CTAOOC | 2292664-40 | 5 | Standard | Each | 6.0 | RESISTOR, 4K70, 0.1Percent, 63MW, THIN FILM, 25PPM, 0603 | 05498-BLU0603-4701-BT25W 10302-RNCF16-T9-4.70K-0.1% 18981-TNPW06034K70BEE 11962-RT0603BRD074K7L 00006-PCF-W0603LF-03-4701-B 06725-RN731JTTD4701B25 10302-RNCF0603BTE4K70 | RCD COMPONENTS INC. SEI VISHAY YAGEO IRC KOA SEI | STE
1492 | 6 |  | U9 | CTAOOC | 2252400-4 | 1 | Restricted | Each | 1.0 | POWER SUPPLY 5 VOLTS 306m AMPS 5 VOL REGULATED, 1000V ISOLATION, SO-28 | 00495-DCR010505UE4 | TEXAS INSTRUMENTS | STE
1493 | 6 |  | S1 | CTAOOC | 2253364-2 | 3 | Not Recommended | Each | 1.0 | SURFACE MOUNT DIP SWITCH, 4 POSITION GULL WING WITH POLYIMIDE TAPE SEAL MACHINE-INSERTABLE. WARNING: Unknown Whisker Risk | 05229-90HBW04PRT 00031-219004MST | GRAYHILL CTS CORP | STE
1494 | 6 |  | DS1-DS7 | CTAOOC | 2279219-2 | 1 | Standard | Each | 7.0 | LED GREEN LTST-C190G 0603 SMD | 18802 AP1608SGC 00941 HSMG-C190 11520 LTST-C190GKT 09050 PG1111C | KINGBRIGHT AVAGO TECHNOLOGIES LITE-ON STANLEY ELECTRIC CO LTD | STE
1495 | 6 |  | R73 | CTAOOC | 2292664-9 | 4 | Standard | Each | 1.0 | RESISTOR 10K OHMS .1 PERCENT, 0603 SMT 62.5 MW, 50 V MAX WORKING VOLTAGE | 06725-RN731JTTD1002B25 00006-PFC-W0603LF-03-1002-B 18981-TNPW060310K0BEE | KOA IRC VISHAY | STE
1496 | 6 |  | C88,C89 | CTAOOC | 2235239-21 | 2 | Standard | Each | 2.0 | CAPACITOR 0.22U, 10 PERCENT, 25V, CERAMIC, X7R, 0603 | 02862-GRM188R71E224KA88 11962-CC0603KRX7R8BB224 03041-C1608X7R1E224K 08390-C0603C224K3RAC 03041-C1608X7R1E224K080AC | MURATA YAGEO TDK KEMET TDK | STE
1497 | 6 |  | R68,R71 | CTAOOC | 2236238 | 2 | Standard | Each | 2.0 | RESISTOR, 0 OHM, THICK FILM, 0603, 1A, 0.05 OHM MAX | 02254-MCR03EZPJ000 18981-CRCW06030000Z0E 00078-CR0603J/000ELF 05498-ZC0603TW 06725-RK73Z1JT 11962-RC0603JR-070RL | ROHM VISHAY BOURNS RCD COMPONENTS INC. KOA YAGEO | STE
1498 | 6 |  | C109,C110 | CTAOOC | 2235239-14 | 1 | Standard | Each | 2.0 | CAPACITOR 33N, 10percent, 25V, CERAMIC, X7R, C0603 UM33nCC | 18981-VJ0603Y-333K-XX 08390-C0603C333K3RAC 19214-0603-3C-333-KAT | VISHAY KEMET AVX/KYOCERA | STE
1499 | 6 |  | R1-R4,R7-R9,R11,R13-R15,R17,R18,R20,R22-R24,R26,R30-R32,R34,R39,R55,R56,R79,R82-R85 | CTAOOC | 2324551-19 | 3 | Standard | Each | 30.0 | RESISTOR 2k OHMS 1 % .1 WATTS SMT 0603 THICK FILM | 06725-RK73H1JTTD2001F 11962-RC0603FR-072KL 18981-CRCW06032K00FKE 02254 MCR03EZPFX2001 00006-WCR0603LF2001F 05498-MC06032001FTW 10302-RMCF0603FT2K00 | KOA YAGEO VISHAY ROHM IRC RCD COMPONENTS INC. SEI | STE
1500 | 6 |  | R80,R81 | CTAOOC | 2324551-20 | 4 | Standard | Each | 2.0 | RESISTOR 20k OHMS 1 PERCENT .1 WATTS SMT 0603 THICK FILM | 11962-RC0603FR-0720KL 06725-RK73H1JTTD2002F 18981-CRCW060320K0FKE 00006-WCR0603LF2002F 02254 MCR03EZPFX2002 05498-MC06032002FTW 10302-RMCF0603FT20K0 | YAGEO KOA VISHAY IRC ROHM RCD COMPONENTS INC. SEI | STE
1501 | 6 |  | R37,R69 | CTAOOC | 2324551-39 | 3 | Standard | Each | 2.0 | RESISTOR 4.99k OHMS 1 % .1 WATTS SMT 0603 THICK FILM | 18981-CRCW06034K99FKE 11962-RC0603FR-074K99L 00006-WCR0603LF4991F 05498-MC06034991FTW 06725-RK73H1JTTD4991F 02254 MCR03EZPFX4991 10302-RMCF0603FT4K99 | VISHAY YAGEO IRC RCD COMPONENTS INC. KOA ROHM SEI | STE
1502 | 6 |  | R5,R6,R45 | CTAOOC | 2324551-4 | 4 | Standard | Each | 3.0 | RESISTOR 10k OHMS 1 PERCENT .1 WATTS SMT 0603 THICK FILM | 02254 MCR03EZPFX1002 06725-RK73H1JTTD1002F 10302-RMCF1/16-10K-1percent 00006-WCR0603LF1002F 18981-CRCW060310K0FKE 05498-MC06031002FTW 11962-RC0603FR-0710KL 10302-RMCF0603FT10K0 | ROHM KOA SEI IRC VISHAY RCD COMPONENTS INC. YAGEO SEI | STE
1503 | 6 |  | R66 | CTAOOC | 2324551-18 | 3 | Standard | Each | 1.0 | RESISTOR 200 OHMS 1 PERCENT .1 WATTS SMT 0603 THICK FILM | 11962-RC0603FR-07200RL 06725-RK73H1JTTD2000F 00006-WCR0603LF2000F 05498-MC06032000FTW 02254-MCR03EZPFX2000 18981-CRCW0603200RFKE 10302-RMCF0603FT200R | YAGEO KOA IRC RCD COMPONENTS INC. ROHM VISHAY SEI | STE
1504 | 6 |  | R33,R59 | CTAOOC | 2324551-3 | 3 | Standard | Each | 2.0 | RESISTOR 1k OHMS 1 PERCENT .1 WATTS SMT 0603 THICK FILM | 00006-WCR0603LF1001F 06725-RK73H1JTTD1001F 05498-MC06031001FTW 02254 MCR03EZPFX1001 11962-RC0603FR-071KL 18981-CRCW06031K00FKE 10302-RMCF0603FT1K00 | IRC KOA RCD COMPONENTS INC. ROHM YAGEO VISHAY SEI | STE
1505 | 6 |  | FL1,FL3,FL6-FL8 | CTAOOC | 2306384-3 | 1 | Standard | Each | 5.0 | FERRITE BEAD, 120 OHM at 100 MHZ, 150 MA RATING, 0603 PACKAGE | 18981-ILHB-0603ER121V | VISHAY | STE
1506 | 6 |  | R75-R78 | CTAOOC | 2324551-317 | 2 | Standard | Each | 4.0 | RESISTOR 51.1 OHMS 1 % .1 WATTS SMT 0603 THICK FILM | 02254 MCR03EZPFX51R1 11962-RC0603FR-0751R1L 00006-WCR0603LF51R1F 05498-MC060351R1FTW 18981-CRCW060351R1FKE 06725-RK73H1JTTD51R1F 10302-RMCF0603FT51R1 | ROHM YAGEO IRC RCD COMPONENTS INC. VISHAY KOA SEI | STE
1507 | 6 |  | R74 | CTAOOC | 2324551-333 | 2 | Standard | Each | 1.0 | RESISTOR 475 OHMS 1percent .1 WATTS SMT 0603 THICK FILM | 11962-RC0603FR-07475RL 18981-CRCW0603475RFKE 00078-CR0603FX4750ELF 05498-MC06034750FTW 06725-RK73H1JTTD4750F 02254-MCR03EZPFX4750 00006-WCR0603LF4750F 10302-RMCF0603FT475R | YAGEO VISHAY BOURNS RCD COMPONENTS INC. KOA ROHM IRC SEI | STE
1508 | 6 |  | R27 | CTAOOC | 2324551-91 | 2 | Standard | Each | 1.0 | RESISTOR 2.21k OHMS 1 % .1 WATTS SMT 0603 THICK FILM | 00006-WCR0603LF2211F 11962-RC0603FR-072K21L 05498-MC06032211FTW 02254 MCR03EZPFX2211 06725-RK73H1JTTD2211F 18981-CRCW06032K21FKE 10302-RMCF0603FT2K21 | IRC YAGEO RCD COMPONENTS INC. ROHM KOA VISHAY SEI | STE
1509 | 6 |  | R70 | CTAOOC | 2324551-163 | 2 | Standard | Each | 1.0 | RESISTOR 121k OHMS 1 % .1 WATTS SMT 0603 THICK FILM | 02254 MCR03EZPFX1213 06725-RK73H1JTTD1213F 00006-WCR0603LF1213F 11962-RC0603FR-07121KL 18981-CRCW0603121KFKE 05498-MC06031213FTW 10302-RMCF0603FT121K | ROHM KOA IRC YAGEO VISHAY RCD COMPONENTS INC. SEI | STE
1510 | 6 |  | R72 | CTAOOC | 2324551-193 | 2 | Standard | Each | 1.0 | RESISTOR 274k OHMS 1 % .1 WATTS SMT 0603 THICK FILM | 18981-CRCW0603274KFKE 05498-MC06032743FTW 11962-RC0603FR-07274KL 00006-WCR0603LF2743F 02254 MCR03EZPFX2743 06725-RK73H1JTTD2743F 10302-RMCF0603FT274K | VISHAY RCD COMPONENTS INC. YAGEO IRC ROHM KOA SEI | STE
1511 | 6 |  | R64,R65 | CTAOOC | 2324551-59 | 3 | Standard | Each | 2.0 | RESISTOR 121 OHMS 1 PERCENT .1 WATTS SMT 0603 THICK FILM | 00006-WCR0603LF1210F 06725-RK73H1JTTD1210F 11962-RC0603FR-07121RL 02254 MCR03EZPFX1210 18981-CRCW0603121RFKE 05498-MC06031210FTW 10302-RMCF0603FT121R | IRC KOA YAGEO ROHM VISHAY RCD COMPONENTS INC. SEI | STE
1512 | 6 |  | R12,R16,R19,R21,R25,R28,R29 | CTAOOC | 2324551-54 | 3 | Standard | Each | 7.0 | RESISTOR 511 OHMS 1 % .1 WATTS SMT 0603 THICK FILM | 18981-CRCW0603511RFKE 00006-WCR0603LF5110F 02254 MCR03EZPFX5110 11962-RC0603FR-07511RL 06725-RK73H1JTTD5110F 05498-MC06035110FTW 10302-RMCF0603FT511R | VISHAY IRC ROHM YAGEO KOA RCD COMPONENTS INC. SEI | STE
1513 | 6 |  | J3 | CTAOOC | 2402275 | 2 | Restricted | Each | 1.0 | CONNECTOR 5.08MM MSTB-GF, 1X2POS HEADER, RIGHT ANGLE, SCREW LOCK, TINNED, PWB2.4 | 11675 1776508 | PHOENIX CONTACTS | STE
1514 | 6 |  | C78,C79,C81,C83,C86,C87 | CTAOOC | 2385110-2 | 2 | Not Recommended | Each | 6.0 | CAPACITOR CERAMIC, X5R, 1UF, 10Percent, 25V, 0805 | 19214-08053D105KAT 08390-C0805C105K3PAC 02862-GRM216R61E105KA12 | AVX/KYOCERA KEMET MURATA | STE
1515 | 6 |  | C24,C28,C32,C54,C98,C108,C111-C112 | CTAOOC | 2385111 | 4 | Not Recommended | Each | 8.0 | CAPACITOR CERAMIC, X5R, 1UF, 10Percent, 10V, SMD 0603 | 07092-ECJ1VB1A105K 19214-CM105X5R105K10A 03041-C1608X5R1A105K 02862-GRM188R61A105KA61 03041-C1608X5R1A105K080AC | PANASONIC AVX/KYOCERA TDK MURATA TDK | STE
1516 | 6 |  | C85 | CTAOOC | 2385569-5 | 3 | Standard | Each | 1.0 | CAPACITOR CERAMIC, X5R, 10UF, 10Percent, 25V, SMD 1210 | 03041-C3225X5R1E106K 08390-C1210C106K3PAC 19214-CM32X5R106K25A 19214-12103D106KAT 03041-C3225X5R1E106K250AA | TDK KEMET AVX/KYOCERA AVX/KYOCERA TDK | STE
1517 | 6 |  | U10,U11 | CTAOOC | 2384570-2 | 1 | Standard | Each | 2.0 | OPTOELECTRONICS DIGITAL ISOLATOR 3.3V AND 5V TTL-CMOS COMPATIBLE, SO8 | 01649 ADUM1100BRZ | ANALOG DEVICES, INC. ANALOG DEVICES | STE
1518 | 6 |  | FL12,FL13 | CTAOOC | 2381824 | 1 | Standard | Each | 2.0 | FERRIT CHIP Z330 100MHZ 1.5A 0805 | 03041 MPZ2012S331A 02862 BLM21PG331SN1 | TDK MURATA | STE
1519 | 6 |  | L2,L3 | CTAOOC | 2367026-2 | 1 | Standard | Each | 2.0 | INDUCTOR NEW POWER 33U HENRYS 5 AMPS SMT SHIELDED PACKAGE | 00078-SRR1806-330M 07200-DS5022P-333MT | BOURNS COILCRAFT | STE
1520 | 6 |  | U2 | CTAOOC | 5128730-10 | 1 | Standard | Each | 1.0 | IC EPLD EPM1270, 1270 LE, 116 I-O, VCCINT 3.3V 2.5V, VCCIO 3.3V TO 1.5V, SPEED GRADE 5, TQFP144 | 10208-EPM1270T144C5N | ALTERA | STE
1521 | 6 |  | C75,C76,C92,C93 | CTAOOC | 5146178 | 4 | Standard | Each | 4.0 | CAPACITOR 0.47U, 10 percent, 16V, CERAMIC, X7R, 1608,U1600CS | 02862-GRM188R71C474KA88 03041-C1608X7R1C474K 08390-C0603C474K4RAC 03041-C1608X7R1C474K080AC | MURATA TDK KEMET TDK | STE
1522 | 6 |  | U17 | CTAOOC | 5151368-2 | 3 | Restricted | Each | 1.0 | LINEAR AMPLIFIER, 6.5-W MONO CLASS-D AUDIO POWER AMPLIFIER, 1 PER PKG, 20KHZ, 50MV OFFSET, TSSOP | 00495-TPA3007D1PWG4 00495-TPA3007D1PW | TEXAS INSTRUMENTS TEXAS INSTRUMENTS | STE
1523 | 6 |  | D1-D3 | CTAOOC | 5224726-2 | 1 | Standard | Each | 3.0 | DIODE, RECTIFIER, MURS120, 1A, 200V, 25NS REVERSE RECOVERY, SMB-J | 18846-MURS120T3G 18981-MURS120-E3 00037-MURS120-13-F | ON SEMICONDUCTOR VISHAY DIODES INC. | STE
1524 | 6 |  | CR17, CR22, CR23-CR24 | CTAOOC | 2408243-2 | 1 | Restricted | Each | 4.0 | DIODE, TVS, BIDIRECTIONAL, 350W PEAK, 13.3V VZ, 11A PEAK, GBLC12C, SOD323 PACKAGE | 10289-GBLC12C-LF | PROTEK DEVICES | STE
1525 | 6 |  | J1 | CTAOOC | 5124823 | 2 | Restricted | Each | 1.0 | CONNECTOR HEADER, 3 CONTACTS, PIN, RIGHT-ANGLE, 5A, 3MM PITCH, | 01525-43650-0302 | MOLEX | STE
1526 | 6 |  | CR3-CR12 | CTAOOC | 2408243 | 1 | Restricted | Each | 10.0 | U1813HE SEMICONDUCTOR DIODE 5 VOLTS 5U AMPS | 10289-GBLC05C-LF | PROTEK DEVICES | STE
1527 | 6 |  | Y1 | CTAOOC | 5409769 | 1 | Standard | Each | 1.0 | OSCILLATOR, 24.576 MHZ, 3.3V, CMOS, 50PPM, -10C TO 70C, 3.2X2.5MM SMT PACKAGE | 19214-KC3225A24.5760C30E00 19133-EB13E2D2H-24.576M 11682-SM4445TV-24.576M | AVX/KYOCERA ECLIPTEK PLETRONICS | STE
1528 | 6 |  | U6 | CTAComponent | 5450428 | 1 | Release | Each | 1.0 | 98dB,96kHz,Multi-Bit Audio AD Converter |  |  | HLE
1529 | 6 | 1 |  | CTACircuitBoard | 5451490 | 1 | Release | Each | 1.0 | PWB for Intercom Board |  |  | HLE
1530 | 6 |  | FL9,FL10 | CTAOOC | 5366219 | 1 | Restricted | Each | 2.0 | MAGNETICS, EMI COMMON MODE CHOKE, 2KOHMS AT 100MHZ, 200MA, 50V, 5X3.3MM SMD PACKAGE | 00078-DR221-333AE | BOURNS | STE
1531 | 6 |  | U4 | CTAOOC | 5394889 | 2 | Standard | Each | 1.0 | IC, AD CONVERTER, 12BITS, 4CHANNELS INPUT, SAR, T AND H, 0.5 TO 1MSPS, SERIAL OUT, 3V TO 5V VCC, ADC124S101C, MSOP10, 85C | 00036-ADC124S101CIMM/NOPB 00495-ADC124S101CIMM/NOPB | NATIONAL SEMICONDUCTOR TEXAS INSTRUMENTS | STE
1532 | 6 |  | U13,U14 | CTAOOC | 5268503-2 | 1 | Standard | Each | 2.0 | IC, TRANSCEIVER RS485-422, SINGLE, HALF DUPLEX, 16MBPS, 5V, MAX13088E, 15KV ESD PROT, SO8 | 07438-MAX13088ECSA+ 20003-SN65HVD3088EDG4 | MAXIM INTEGRATED PRODUCTS TEXAS INSTRUMENT INC. | STE
1533 | 6 |  | C70 | CTAOOC | 46-312294P3 | 3 | Restricted | Each | 1.0 | CAPACITOR TANTALUM, 3.3UF, 10Percent, 16V, SMD 3528 | 18981-293D335X9016B2TE3 08390-T491B335K016AT | VISHAY KEMET | STE
1534 | 6 |  | VR1,VR3 | CTAOOC | 2105122-2 | 3 | Standard | Each | 2.0 | REGULATOR AND REFERENCE VOLTAGE REGU INTERNAL OVERCURRENT LIMITING CIRCUITRY | 06921-LT1117CST-3.3#PBF 00495-REG1117-3.3G4 00036-LM1117MPX-3.3/NOPB 00495-LM1117MPX-3.3/NOPB | LINEAR TECHNOLOGY TEXAS INSTRUMENTS NATIONAL SEMICONDUCTOR TEXAS INSTRUMENTS | STE
1535 | 6 |  | VR2 | CTAOOC | 2105122-6 | 1 | Standard | Each | 1.0 | IC REG, LDO, +5V, 0.8A, LT1117, SOT223 | 06921-LT1117CST-5#PBF | LINEAR TECHNOLOGY | STE
1536 | 6 |  | C42,C43,C48,C50,C56 | CTAOOC | 46-302742P8 | 3 | Standard | Each | 5.0 | CAPACITOR FIXED 1u FARADS 35 VOLTS .138L .110W .075H 3528 SURFACE MOUNT DEVICE | 18981-293D105X9035B2TE3 08390-T491B105K035AT | VISHAY KEMET | STE
1537 | 6 |  | FL4,FL5 | CTAOOC | 46-312066P4 | 2 | Standard | Each | 2.0 | FERRITE BEAD 3.0A, 50OHM AT 100 MHZ SMT 1206 | 02862-BLM31PG500SN1 19114-HI1206T500R-10 | MURATA LAIRD TECHNOLOGIES | STE
1538 | 6 |  | J9 | CTAOOC | 46-289446P7 | 1 | Restricted | Each | 1.0 | CONNECTOR 2 CONTACTS 250 VOLTS 3 AMP SINGLE ROW, RIGHT ANGLE LOW PROFILE | 01525 70553-0001 | MOLEX | STE
1539 | 6 |  | J5-J7 | CTAOOC | 46-275208P2 | 2 | Restricted | Each | 3.0 | 003 CONT PCB MOUNT HSG RT ANGLE | 01525-70555-0072 | MOLEX | STE
1540 | 6 |  | J8 | CTAOOC | 2109908 | 7 | Standard | Each | 1.0 | CONNECTOR_NEW RECTANGULAR, D- 9 EACH D-SUBMINIATURE RIGHT ANGLE CONNECTOR FRONT METAL SHELL 9 PINS 747840-4 | 18996-5747840-4 01940-6E17-C-009-P-AJ-1-21 10099-09 68 163 5812 00214-D09P33E6GX00LF | TE CONNECTIVITY AMPHENOL HARTING FCI | STE
1541 | 6 |  | J2 | CTAOOC | 2106009-6 | 1 | Restricted | Each | 1.0 | CONNEC LOW-PROF TRANSI 10C HEAD STR | 01940 821-A010P-AM-A00 00214-75869-101LF 00266-N2510-6002RB 10099-09 18 510 6324 18996-5103308-1 | AMPHENOL FCI 3M (MINNESOTA MINING MFG) HARTING TE CONNECTIVITY | STE
1542 | 5 | 1 |  | CTASoftware | 5474007 | 2 | Release | Each | 1.0 | Precision THUNIS-800+ Intercom firmware |  |  | CCX
1543 | 4 | 12 |  | ECCCollectorPart | 5479475 | 1 | Release | Each | 1.0 | TIE Collector |  |  | HLE
1544 | 5 | 1 |  | CTAComponent | 5438938 | 1 | Release | Each | 40.0 | NYLON BINDING TIE CLAMP HellermannTyton T-50L tie wrap 383x4.8mm Max Bundle Dia 105mm |  |  | HLE
1545 | 5 | 2 |  | CTAComponent | 5461759 | 1 | Release | Each | 100.0 | NYLON BINDING TIE CLAMP KSS CV-180 tie wrap 180x3.6mm Max Bundle Dia 46mm |  |  | HLE
1546 | 3 | 13 |  | ECCCollectorPart | 5453387 | 3 | Release | Each | 1.0 | Manual kit for Precision THUNIS-800+ |  |  | HLE
1547 | 4 | 2 |  | CTATechnicalPublication | 5445574-1EN | 4 | Release | Each | 1.0 | Precision THUNIS-800+ OPERATOR MANUAL - English |  |  | HLE
1548 | 4 | 1 |  | CTATechnicalPublication | 5442442-1EN | 4 | Release | Each | 1.0 | Precision THUNIS-800+ Pre-Installation manual |  |  | HLE
1549 | 4 | 4 |  | CTATechnicalPublication | 5458232-1EN | 5 | Release | Each | 1.0 | Precision THUNIS-800+ Service Manual - Class A |  |  | HLE
1550 | 4 | 3 |  | CTAComponent | 5445574-299 | 4 | Release | Each | 1.0 | Precision THUNIS-800+ OPERATOR MANUAL - CD |  |  | HLE
1551 | 3 | 5 |  | ECCCollectorPart | 5458225 | 8 | Release | Each | 1.0 | PSTM800 Integrated Console for Precision THUNIS-800+ |  |  | CCX
1552 | 4 | 4 |  | CTAAssembly | 5458964 | 8 | Release | Each | 1.0 | Console desk assembly |  |  | CCX
1553 | 5 | 1 |  | CTAComponent | 1000-M5C030-31 | 3 | Release | Each | 4.0 | Hexagon Socket Head Cap Screw, M5-0.8, X30mm Long, A2-70 Stainless Steel, Passivate, RoHS Fastener | 11060-M5C30KCSSJ/912 24140-M5/30/HHA2BL/PAS 20589-MS2540030A20000 A0996-1233327 10487-5100200-5+30 | ANIXTER TR FORMAC DIV OF TR FASTENINGS FASTENAL COMPANY BOSSARD OHTA | STM
1554 | 5 | 5 |  | CTAAssembly | 5448909 | 6 | Release | Each | 1.0 | Desk assembly |  |  | CCX
1555 | 6 | 2 |  | CTAComponent | 1007-M4C010-14 | 2 | Release | Each | 35.0 | Phillips Pan Head Screw, ISO 7045, M4-0.7, X10mm Long, Grade 4.8 Steel, Zinc Plated, RoHS Fastener | 11060-M4C10MXPSTZ6/7985 20589-10948-03570 24140-M4/10/PPSTMC/TC1/ISO7045 | ANIXTER FASTENAL COMPANY TR FORMAC DIV OF TR FASTENINGS | STM
1556 | 6 | 3 |  | CTAComponent | 1010-M4C010-14 | 2 | Release | Each | 2.0 | Phillips Flat Head Screw, ISO 7046, M4-0.7, X10mm Long, Grade 4.8 Steel, Zinc Plated, RoHS Fastener | 20589-10948-03508 11060-M4C10MXFSTZ6/965A 24140-M4/10/KPSTMC/TC1/DIN965 | FASTENAL COMPANY ANIXTER TR FORMAC DIV OF TR FASTENINGS | STM
1557 | 6 | 1 |  | CTAComponent | 1007-M3C008-14 | 2 | Release | Each | 4.0 | Phillips Pan Head Screw, ISO 7045, M3-0.5, X8mm Long, Grade 4.8 Steel, Zinc Plated, RoHS Fastener | 20589-10948-03564 11060-M3C8MXPSTZ6/7985 24140-M3/8/PPSTMC/TC1/ISO7045 A0996-BN 384 M3 x 8mm CR6+FREE 24432-91188 | FASTENAL COMPANY ANIXTER TR FORMAC DIV OF TR FASTENINGS BOSSARD FASTENAL | STM
1558 | 6 | 7 |  | CTAComponent | 2106-M3-05 | 2 | Release | Each | 4.0 | Spring Lock Washer with Flat Ends JIS B1251, M3, Spring Steel, Zinc Plated, Rohs Fastener | 24140-MEP M3/SPSTWA/TC1D/JIS B1251 | TR FORMAC DIV OF TR FASTENINGS | STM
1559 | 6 | 5 |  | CTAComponent | 2000-M4-03 | 3 | Release | Each | 29.0 | FLAT WASHER - NORMAL SERIES, ISO 7089, M4 CLASS 200H STEEL, ZINC PLATED RoHS FASTENER | 24140-M4/-/PWSTWA/TC1/DIN125 10487-2000-M4-03 A0996-BN 343 M4 CR6+FREE 24432-11103691 11060-M4NWSFSTZ6/125ATP | TR FORMAC DIV OF TR FASTENINGS OHTA BOSSARD FASTENAL ANIXTER | STM
1560 | 6 | 6 |  | CTAComponent | 2001-M5-02 | 3 | Release | Each | 2.0 | Large Flat Washer, ISO7093, M5, Steel 140HV, Zinc Plated, RoHS Fastener | 20589-10948-03468 11060-M5NWFESTZ6/9021B A0996-BN 729 M5 CR6+FREE 24140-M5/-/PWSTWA/TC1/DIN9021 | FASTENAL COMPANY ANIXTER BOSSARD TR FORMAC DIV OF TR FASTENINGS | STM
1561 | 6 | 4 |  | CTAComponent | 2000-M3-03 | 2 | Release | Each | 4.0 | WASHER PLAIN - LARGE 3.2 MM 7 MM , HV200, Steel, Zinc plate RoHS Washer | 10487-2000-M3-03 23983-6083737 24140-200-M3-03 | OHTA BOSSARD CHINA TR FORMAC DIV OF TR FASTENINGS | STM
1562 | 6 | 18 |  | CTAComponent | 5457946 | 1 | Release | Each | 2.0 | RICHCO FTH-7A1-RT FLAT TIE HOLDER 25.4x25.4x7.1mm, ACCOMODATES 5x2mm |  |  | HLE
1563 | 6 | 20 |  | CTAComponent | 5491252 | 1 | Release | Each | 1.0 | Desk copper grounding bar |  |  | CCX
1564 | 6 | 19 |  | CTAAssembly | 5473935 | 4 | Release | Each | 1.0 | Intercom Board Assembly |  |  | CCX
1565 | 7 | 2 |  | CTACircuitBoard | 5451492 | 4 | Release | Each | 1.0 | Intercom Board PWA |  |  | CCX
1566 | 8 |  | CR13, CR14 | CTAComponent | 5483033 | 1 | Release | Each | 2.0 | ULTRA LOW CAPACITANCE TVS ARRAY of 24V STAND-OFF VOLTAGE |  |  | HLE
1567 | 8 |  | U8 | CTAOOC | 5454247 | 2 | Not Recommended | Each | 1.0 | CONVERTER DAC, 24BIT, 192 KHZ, 2CHANNELS PER PKG, TSSOP10, UNKNOWN WHISKER RISK | 26334-CS4344-CZZ | CIRRUS LOGIC INC. | STE
1568 | 8 |  | U1 | CTAOOC | 2142461 | 2 | Restricted | Each | 1.0 | AMPLIFIER OP AMP OP284 DUAL AMPLIFIER_NEW OP AMP PRECISION RAIL-TO-RAIL INPUT and OUTPUT OP284 S08 | 01649-OP284FSZ | ANALOG DEVICES | STE
1569 | 8 |  | C2,C6,C22,C37,C52,C58,C63,C68 | CTAOOC | 2183937-10 | 3 | Standard | Each | 8.0 | CAPA TANT 10UF 10% 25V 6032 | 08390-T491C106K025AT 08390-B45196H5106K30 18981-293D106X9025C2TE3 19214-TAJC106K025RNJ | KEMET KEMET VISHAY AVX/KYOCERA | STE
1570 | 8 |  | J4 | CTAOOC | 2115384-2 | 2 | Standard | Each | 1.0 | FASTON TAB, 6.3X0.8MM, STRAIGHT, 5.08MM PITCH, PWB3.2, TINNED | 04947-1287 18996-1217056-1 | KEYSTONE ELECTRONICS CORP TE CONNECTIVITY | STE
1571 | 8 |  | FL2 | CTAComponent | 5482604 | 1 | Release | Each | 1.0 | CHIP EMIFIL Capacitor Type |  |  | HLE
1572 | 8 |  | R57 | CTAOOC | 5160167 | 2 | Standard | Each | 1.0 | RESISTOR, 0R, THICK FILM, 2512, 2A, 0.05 OHM | 18981-CRCW25120000Z0E 11962-RC2512JK-070RL 06725-RK73Z3AT 02254-MCR100JZHJ000 | VISHAY YAGEO KOA ROHM | STE
1573 | 8 |  | R10,R47-R54 | CTAOOC | 2234757-15 | 3 | Standard | Each | 9.0 | RESISTOR 22R1 1% 100MW 0603 THICK-FI | 02254-MCR03EZPFX22R1 00078-CR0603FX22R1ELF 18981-CRCW060322R1FKE 06725-RK73H1JTTD22R1F 11962-RC0603FR-0722R1L 05498-MC060322R1FTW 00006-WCR0603LF22R1F | ROHM BOURNS VISHAY KOA YAGEO RCD COMPONENTS INC. IRC | STE
1574 | 8 |  | U3,U15 | CTAOOC | 2196877-3 | 6 | Standard | Each | 2.0 | IC, LOGIC, 74LVC-LCX04, TSSOP14 | 18846-MC74LCX04DTG 19638-LVC04BTELL-E 00352 74LVC04APW 00495-SN74LVC04APWE4 00495-SN74LVC04APW | ON SEMICONDUCTOR RENESAS TECHNOLOGY CORP NXP (FORMERLY PHILIPS COMPONEN TEXAS INSTRUMENTS TEXAS INSTRUMENTS | STE
1575 | 8 |  | U12 | CTAOOC | 2211252-9 | 2 | Standard | Each | 1.0 | LOGIC 74AHC-VHC125 TSSOP14 | 00495-SN74AHC125PWE4 18846-MC74VHC125DTR2G | TEXAS INSTRUMENTS ON SEMICONDUCTOR | STE
1576 | 8 |  | CR1,CR2 | CTAOOC | 2224981-8 | 1 | Standard | Each | 2.0 | SEMICONDUCTOR, DIODE 130VOLTS 1M AMPS UNIDIRECTIONAL, SMB DO-214AA | 18981-P6SMB130A-E3 18846-P6SMB130AT3G | VISHAY ON SEMICONDUCTOR | STE
1577 | 8 |  | TP1-TP9 | CTAOOC | 2233921 | 2 | Standard | Each | 9.0 | TEST POINT, SMD 1005 | 04947 5015 ZZC70-TP-108-02-1-T | KEYSTONE ELECTRONICS CORP COMPONENTS CORPORATION | STE
1578 | 8 |  | U7 | CTAOOC | 2196877-40 | 2 | Standard | Each | 1.0 | LOGIC LVC-LCX 125 TSSOP | 00124-74LVC125ATTR 18846-MC74LCX125DTG 00352 74LVC125APW 00495-SN74LVC125APWRE4 00124-74LCX125TTR | ST MICROELECTRONICS ON SEMICONDUCTOR NXP (FORMERLY PHILIPS COMPONEN TEXAS INSTRUMENTS ST MICROELECTRONICS | STE
1579 | 8 |  | C84 | CTAOOC | 2187496-100 | 1 | Standard | Each | 1.0 | CAPACITOR CERAMIC, NPO, 2.7NF, 1Percent, 50V, SMD 0805 | 18981-VJ0805A272FXAA 12361-0805J0500272FC 08390-C0805C272F5GAC 19214-08055A272FAT2A | VISHAY SYFER TECHNOLOGY LIMITED KEMET AVX/KYOCERA | STE
1580 | 8 |  | C5,C31,C45 | CTAOOC | 2183937-15 | 4 | Standard | Each | 3.0 | CAPA TANT 100UF 10% 10V 7343 | 08390-T491D107K010AT 08390-B45196H2107K40 00042-293D107X9010D2TE3 19214-TAJD107K010RNJ | KEMET KEMET VISHAY SPRAGUE AVX/KYOCERA | STE
1581 | 8 |  | C107 | CTAOOC | 2235239-4 | 2 | Standard | Each | 1.0 | CAPACITOR X7R 22NF 10% 25V 0603 | 19214-06033C223KAT 11962-CC0603KRX7R8BB223 18981-VJ0603Y223KXX 08390 C0603C223K3RAC 03041-C1608X7R1E223K | AVX/KYOCERA YAGEO VISHAY KEMET TDK | STE
1582 | 8 |  | C3,C4,C7-C21,C23,C25-C27,C33,C34,C39-C41,C47,C49,C64-C67,C69,C71-C74,C80,C82,C94-C97,C99-C102 | CTAOOC | 2235239-6 | 2 | Standard | Each | 47.0 | CAPACITOR X7R 100NF 10% 16V 0603 | 08390 C0603C104K4RAC 18981-VJ0603Y104KXJ 11962-CC0603KRX7R7BB104 19214-0603YC104KAT | KEMET VISHAY YAGEO AVX/KYOCERA | STE
1583 | 8 |  | C90,C91 | CTAOOC | 2235238-8 | 1 | Standard | Each | 2.0 | CAPA NPO 1NF 5% 25V 0603 | 19214-06033A102JAT 11962-CC0603JRNPO8BN102 | AVX/KYOCERA YAGEO | STE
1584 | 8 |  | C44 | CTAOOC | 2235238-28 | 3 | Standard | Each | 1.0 | CAPACITOR 180P, 1 percent, 50V, CERAMIC, C0G NPO, 0603 | 19214-06035A181FAT 11623-NMC0603NPO181F50TRPF 11962-CC0603FRNPO9BN181 18981-VJ0603A181FXA 02862-GRM1885C1H181FA01 | AVX/KYOCERA NIC COMPONENTS CORPORATION YAGEO VISHAY MURATA | STE
1585 | 8 |  | C1,C29,C36,C55,C60-C62,C103-C106 | CTAOOC | 2235239-3 | 6 | Standard | Each | 11.0 | CAPACITOR X7R 10NF 10 PERCENT 50V 0603 | 08390 C0603C103K5RAC 03041 C1608X7R1H103K 18981-VJ0603Y103KXA 11962-CC0603KRX7R9BB103 03041-C1608X7R1H103K080AA 19214-06035C103KAT | KEMET TDK VISHAY YAGEO TDK AVX/KYOCERA | STE
1586 | 8 |  | C77 | CTAOOC | 2235238-6 | 3 | Standard | Each | 1.0 | CAPA NPO 220PF 5% 50V 0603 | 11962-CC0603JRNPO9BN221 08390 C0603C221J5GAC 00401-CEC14CW 220PF 5% 63V 03041-C1608C0G1H221J 18981-VJ0603A221JXA 03041-C1608C0G1H221J080AA | YAGEO KEMET EUROFARAD TDK VISHAY TDK | STE
1587 | 8 |  | C30,C38 | CTAOOC | 2235238-2 | 5 | Standard | Each | 2.0 | CAPA NPO 10PF 5% 50V 0603 | 00401-CEC14CW 10PF 5% 63V 03041-C1608C0G1H100D 19214-06035A100JAT 18981-VJ0603A100JXA 08390-C0603C100J5GAC 11962-CC0603JRNPO9BN100 03041-C1608C0G1H100D080AA | EUROFARAD TDK AVX/KYOCERA VISHAY KEMET YAGEO TDK | STE
1588 | 8 |  | R58,R60-R63,R67 | CTAOOC | 2292664-40 | 5 | Standard | Each | 6.0 | RESISTOR, 4K70, 0.1Percent, 63MW, THIN FILM, 25PPM, 0603 | 05498-BLU0603-4701-BT25W 10302-RNCF16-T9-4.70K-0.1% 18981-TNPW06034K70BEE 11962-RT0603BRD074K7L 00006-PCF-W0603LF-03-4701-B 06725-RN731JTTD4701B25 10302-RNCF0603BTE4K70 | RCD COMPONENTS INC. SEI VISHAY YAGEO IRC KOA SEI | STE
1589 | 8 |  | U9 | CTAOOC | 2252400-4 | 1 | Restricted | Each | 1.0 | POWER SUPPLY 5 VOLTS 306m AMPS 5 VOL REGULATED, 1000V ISOLATION, SO-28 | 00495-DCR010505UE4 | TEXAS INSTRUMENTS | STE
1590 | 8 |  | S1 | CTAOOC | 2253364-2 | 3 | Not Recommended | Each | 1.0 | SURFACE MOUNT DIP SWITCH, 4 POSITION GULL WING WITH POLYIMIDE TAPE SEAL MACHINE-INSERTABLE. WARNING: Unknown Whisker Risk | 05229-90HBW04PRT 00031-219004MST | GRAYHILL CTS CORP | STE
1591 | 8 |  | DS1-DS7 | CTAOOC | 2279219-2 | 1 | Standard | Each | 7.0 | LED GREEN LTST-C190G 0603 SMD | 18802 AP1608SGC 00941 HSMG-C190 11520 LTST-C190GKT 09050 PG1111C | KINGBRIGHT AVAGO TECHNOLOGIES LITE-ON STANLEY ELECTRIC CO LTD | STE
1592 | 8 |  | R73 | CTAOOC | 2292664-9 | 4 | Standard | Each | 1.0 | RESISTOR 10K OHMS .1 PERCENT, 0603 SMT 62.5 MW, 50 V MAX WORKING VOLTAGE | 06725-RN731JTTD1002B25 00006-PFC-W0603LF-03-1002-B 18981-TNPW060310K0BEE | KOA IRC VISHAY | STE
1593 | 8 |  | C88,C89 | CTAOOC | 2235239-21 | 2 | Standard | Each | 2.0 | CAPACITOR 0.22U, 10 PERCENT, 25V, CERAMIC, X7R, 0603 | 02862-GRM188R71E224KA88 11962-CC0603KRX7R8BB224 03041-C1608X7R1E224K 08390-C0603C224K3RAC 03041-C1608X7R1E224K080AC | MURATA YAGEO TDK KEMET TDK | STE
1594 | 8 |  | R68,R71 | CTAOOC | 2236238 | 2 | Standard | Each | 2.0 | RESISTOR, 0 OHM, THICK FILM, 0603, 1A, 0.05 OHM MAX | 02254-MCR03EZPJ000 18981-CRCW06030000Z0E 00078-CR0603J/000ELF 05498-ZC0603TW 06725-RK73Z1JT 11962-RC0603JR-070RL | ROHM VISHAY BOURNS RCD COMPONENTS INC. KOA YAGEO | STE
1595 | 8 |  | C109,C110 | CTAOOC | 2235239-14 | 1 | Standard | Each | 2.0 | CAPACITOR 33N, 10percent, 25V, CERAMIC, X7R, C0603 UM33nCC | 18981-VJ0603Y-333K-XX 08390-C0603C333K3RAC 19214-0603-3C-333-KAT | VISHAY KEMET AVX/KYOCERA | STE
1596 | 8 |  | R1-R4,R7-R9,R11,R13-R15,R17,R18,R20,R22-R24,R26,R30-R32,R34,R39,R55,R56,R79,R82-R85 | CTAOOC | 2324551-19 | 3 | Standard | Each | 30.0 | RESISTOR 2k OHMS 1 % .1 WATTS SMT 0603 THICK FILM | 06725-RK73H1JTTD2001F 11962-RC0603FR-072KL 18981-CRCW06032K00FKE 02254 MCR03EZPFX2001 00006-WCR0603LF2001F 05498-MC06032001FTW 10302-RMCF0603FT2K00 | KOA YAGEO VISHAY ROHM IRC RCD COMPONENTS INC. SEI | STE
1597 | 8 |  | R80,R81 | CTAOOC | 2324551-20 | 4 | Standard | Each | 2.0 | RESISTOR 20k OHMS 1 PERCENT .1 WATTS SMT 0603 THICK FILM | 11962-RC0603FR-0720KL 06725-RK73H1JTTD2002F 18981-CRCW060320K0FKE 00006-WCR0603LF2002F 02254 MCR03EZPFX2002 05498-MC06032002FTW 10302-RMCF0603FT20K0 | YAGEO KOA VISHAY IRC ROHM RCD COMPONENTS INC. SEI | STE
1598 | 8 |  | R37,R69 | CTAOOC | 2324551-39 | 3 | Standard | Each | 2.0 | RESISTOR 4.99k OHMS 1 % .1 WATTS SMT 0603 THICK FILM | 18981-CRCW06034K99FKE 11962-RC0603FR-074K99L 00006-WCR0603LF4991F 05498-MC06034991FTW 06725-RK73H1JTTD4991F 02254 MCR03EZPFX4991 10302-RMCF0603FT4K99 | VISHAY YAGEO IRC RCD COMPONENTS INC. KOA ROHM SEI | STE
1599 | 8 |  | R5,R6,R45 | CTAOOC | 2324551-4 | 4 | Standard | Each | 3.0 | RESISTOR 10k OHMS 1 PERCENT .1 WATTS SMT 0603 THICK FILM | 02254 MCR03EZPFX1002 06725-RK73H1JTTD1002F 10302-RMCF1/16-10K-1percent 00006-WCR0603LF1002F 18981-CRCW060310K0FKE 05498-MC06031002FTW 11962-RC0603FR-0710KL 10302-RMCF0603FT10K0 | ROHM KOA SEI IRC VISHAY RCD COMPONENTS INC. YAGEO SEI | STE
1600 | 8 |  | R66 | CTAOOC | 2324551-18 | 3 | Standard | Each | 1.0 | RESISTOR 200 OHMS 1 PERCENT .1 WATTS SMT 0603 THICK FILM | 11962-RC0603FR-07200RL 06725-RK73H1JTTD2000F 00006-WCR0603LF2000F 05498-MC06032000FTW 02254-MCR03EZPFX2000 18981-CRCW0603200RFKE 10302-RMCF0603FT200R | YAGEO KOA IRC RCD COMPONENTS INC. ROHM VISHAY SEI | STE
1601 | 8 |  | R33,R59 | CTAOOC | 2324551-3 | 3 | Standard | Each | 2.0 | RESISTOR 1k OHMS 1 PERCENT .1 WATTS SMT 0603 THICK FILM | 00006-WCR0603LF1001F 06725-RK73H1JTTD1001F 05498-MC06031001FTW 02254 MCR03EZPFX1001 11962-RC0603FR-071KL 18981-CRCW06031K00FKE 10302-RMCF0603FT1K00 | IRC KOA RCD COMPONENTS INC. ROHM YAGEO VISHAY SEI | STE
1602 | 8 |  | FL1,FL3,FL6-FL8 | CTAOOC | 2306384-3 | 1 | Standard | Each | 5.0 | FERRITE BEAD, 120 OHM at 100 MHZ, 150 MA RATING, 0603 PACKAGE | 18981-ILHB-0603ER121V | VISHAY | STE
1603 | 8 |  | R75-R78 | CTAOOC | 2324551-317 | 2 | Standard | Each | 4.0 | RESISTOR 51.1 OHMS 1 % .1 WATTS SMT 0603 THICK FILM | 02254 MCR03EZPFX51R1 11962-RC0603FR-0751R1L 00006-WCR0603LF51R1F 05498-MC060351R1FTW 18981-CRCW060351R1FKE 06725-RK73H1JTTD51R1F 10302-RMCF0603FT51R1 | ROHM YAGEO IRC RCD COMPONENTS INC. VISHAY KOA SEI | STE
1604 | 8 |  | R74 | CTAOOC | 2324551-333 | 2 | Standard | Each | 1.0 | RESISTOR 475 OHMS 1percent .1 WATTS SMT 0603 THICK FILM | 11962-RC0603FR-07475RL 18981-CRCW0603475RFKE 00078-CR0603FX4750ELF 05498-MC06034750FTW 06725-RK73H1JTTD4750F 02254-MCR03EZPFX4750 00006-WCR0603LF4750F 10302-RMCF0603FT475R | YAGEO VISHAY BOURNS RCD COMPONENTS INC. KOA ROHM IRC SEI | STE
1605 | 8 |  | R27 | CTAOOC | 2324551-91 | 2 | Standard | Each | 1.0 | RESISTOR 2.21k OHMS 1 % .1 WATTS SMT 0603 THICK FILM | 00006-WCR0603LF2211F 11962-RC0603FR-072K21L 05498-MC06032211FTW 02254 MCR03EZPFX2211 06725-RK73H1JTTD2211F 18981-CRCW06032K21FKE 10302-RMCF0603FT2K21 | IRC YAGEO RCD COMPONENTS INC. ROHM KOA VISHAY SEI | STE
1606 | 8 |  | R70 | CTAOOC | 2324551-163 | 2 | Standard | Each | 1.0 | RESISTOR 121k OHMS 1 % .1 WATTS SMT 0603 THICK FILM | 02254 MCR03EZPFX1213 06725-RK73H1JTTD1213F 00006-WCR0603LF1213F 11962-RC0603FR-07121KL 18981-CRCW0603121KFKE 05498-MC06031213FTW 10302-RMCF0603FT121K | ROHM KOA IRC YAGEO VISHAY RCD COMPONENTS INC. SEI | STE
1607 | 8 |  | R72 | CTAOOC | 2324551-193 | 2 | Standard | Each | 1.0 | RESISTOR 274k OHMS 1 % .1 WATTS SMT 0603 THICK FILM | 18981-CRCW0603274KFKE 05498-MC06032743FTW 11962-RC0603FR-07274KL 00006-WCR0603LF2743F 02254 MCR03EZPFX2743 06725-RK73H1JTTD2743F 10302-RMCF0603FT274K | VISHAY RCD COMPONENTS INC. YAGEO IRC ROHM KOA SEI | STE
1608 | 8 |  | R64,R65 | CTAOOC | 2324551-59 | 3 | Standard | Each | 2.0 | RESISTOR 121 OHMS 1 PERCENT .1 WATTS SMT 0603 THICK FILM | 00006-WCR0603LF1210F 06725-RK73H1JTTD1210F 11962-RC0603FR-07121RL 02254 MCR03EZPFX1210 18981-CRCW0603121RFKE 05498-MC06031210FTW 10302-RMCF0603FT121R | IRC KOA YAGEO ROHM VISHAY RCD COMPONENTS INC. SEI | STE
1609 | 8 |  | R12,R16,R19,R21,R25,R28,R29 | CTAOOC | 2324551-54 | 3 | Standard | Each | 7.0 | RESISTOR 511 OHMS 1 % .1 WATTS SMT 0603 THICK FILM | 18981-CRCW0603511RFKE 00006-WCR0603LF5110F 02254 MCR03EZPFX5110 11962-RC0603FR-07511RL 06725-RK73H1JTTD5110F 05498-MC06035110FTW 10302-RMCF0603FT511R | VISHAY IRC ROHM YAGEO KOA RCD COMPONENTS INC. SEI | STE
1610 | 8 |  | J3 | CTAOOC | 2402275 | 2 | Restricted | Each | 1.0 | CONNECTOR 5.08MM MSTB-GF, 1X2POS HEADER, RIGHT ANGLE, SCREW LOCK, TINNED, PWB2.4 | 11675 1776508 | PHOENIX CONTACTS | STE
1611 | 8 |  | C78,C79,C81,C83,C86,C87 | CTAOOC | 2385110-2 | 2 | Not Recommended | Each | 6.0 | CAPACITOR CERAMIC, X5R, 1UF, 10Percent, 25V, 0805 | 19214-08053D105KAT 08390-C0805C105K3PAC 02862-GRM216R61E105KA12 | AVX/KYOCERA KEMET MURATA | STE
1612 | 8 |  | C24,C28,C32,C54,C98,C108,C111-C112 | CTAOOC | 2385111 | 4 | Not Recommended | Each | 8.0 | CAPACITOR CERAMIC, X5R, 1UF, 10Percent, 10V, SMD 0603 | 07092-ECJ1VB1A105K 19214-CM105X5R105K10A 03041-C1608X5R1A105K 02862-GRM188R61A105KA61 03041-C1608X5R1A105K080AC | PANASONIC AVX/KYOCERA TDK MURATA TDK | STE
1613 | 8 |  | C85 | CTAOOC | 2385569-5 | 3 | Standard | Each | 1.0 | CAPACITOR CERAMIC, X5R, 10UF, 10Percent, 25V, SMD 1210 | 03041-C3225X5R1E106K 08390-C1210C106K3PAC 19214-CM32X5R106K25A 19214-12103D106KAT 03041-C3225X5R1E106K250AA | TDK KEMET AVX/KYOCERA AVX/KYOCERA TDK | STE
1614 | 8 |  | U10,U11 | CTAOOC | 2384570-2 | 1 | Standard | Each | 2.0 | OPTOELECTRONICS DIGITAL ISOLATOR 3.3V AND 5V TTL-CMOS COMPATIBLE, SO8 | 01649 ADUM1100BRZ | ANALOG DEVICES, INC. ANALOG DEVICES | STE
1615 | 8 |  | FL12,FL13 | CTAOOC | 2381824 | 1 | Standard | Each | 2.0 | FERRIT CHIP Z330 100MHZ 1.5A 0805 | 03041 MPZ2012S331A 02862 BLM21PG331SN1 | TDK MURATA | STE
1616 | 8 |  | L2,L3 | CTAOOC | 2367026-2 | 1 | Standard | Each | 2.0 | INDUCTOR NEW POWER 33U HENRYS 5 AMPS SMT SHIELDED PACKAGE | 00078-SRR1806-330M 07200-DS5022P-333MT | BOURNS COILCRAFT | STE
1617 | 8 |  | U2 | CTAOOC | 5128730-10 | 1 | Standard | Each | 1.0 | IC EPLD EPM1270, 1270 LE, 116 I-O, VCCINT 3.3V 2.5V, VCCIO 3.3V TO 1.5V, SPEED GRADE 5, TQFP144 | 10208-EPM1270T144C5N | ALTERA | STE
1618 | 8 |  | C75,C76,C92,C93 | CTAOOC | 5146178 | 4 | Standard | Each | 4.0 | CAPACITOR 0.47U, 10 percent, 16V, CERAMIC, X7R, 1608,U1600CS | 02862-GRM188R71C474KA88 03041-C1608X7R1C474K 08390-C0603C474K4RAC 03041-C1608X7R1C474K080AC | MURATA TDK KEMET TDK | STE
1619 | 8 |  | U17 | CTAOOC | 5151368-2 | 3 | Restricted | Each | 1.0 | LINEAR AMPLIFIER, 6.5-W MONO CLASS-D AUDIO POWER AMPLIFIER, 1 PER PKG, 20KHZ, 50MV OFFSET, TSSOP | 00495-TPA3007D1PWG4 00495-TPA3007D1PW | TEXAS INSTRUMENTS TEXAS INSTRUMENTS | STE
1620 | 8 |  | D1-D3 | CTAOOC | 5224726-2 | 1 | Standard | Each | 3.0 | DIODE, RECTIFIER, MURS120, 1A, 200V, 25NS REVERSE RECOVERY, SMB-J | 18846-MURS120T3G 18981-MURS120-E3 00037-MURS120-13-F | ON SEMICONDUCTOR VISHAY DIODES INC. | STE
1621 | 8 |  | CR17, CR22, CR23-CR24 | CTAOOC | 2408243-2 | 1 | Restricted | Each | 4.0 | DIODE, TVS, BIDIRECTIONAL, 350W PEAK, 13.3V VZ, 11A PEAK, GBLC12C, SOD323 PACKAGE | 10289-GBLC12C-LF | PROTEK DEVICES | STE
1622 | 8 |  | J1 | CTAOOC | 5124823 | 2 | Restricted | Each | 1.0 | CONNECTOR HEADER, 3 CONTACTS, PIN, RIGHT-ANGLE, 5A, 3MM PITCH, | 01525-43650-0302 | MOLEX | STE
1623 | 8 |  | CR3-CR12 | CTAOOC | 2408243 | 1 | Restricted | Each | 10.0 | U1813HE SEMICONDUCTOR DIODE 5 VOLTS 5U AMPS | 10289-GBLC05C-LF | PROTEK DEVICES | STE
1624 | 8 |  | Y1 | CTAOOC | 5409769 | 1 | Standard | Each | 1.0 | OSCILLATOR, 24.576 MHZ, 3.3V, CMOS, 50PPM, -10C TO 70C, 3.2X2.5MM SMT PACKAGE | 19214-KC3225A24.5760C30E00 19133-EB13E2D2H-24.576M 11682-SM4445TV-24.576M | AVX/KYOCERA ECLIPTEK PLETRONICS | STE
1625 | 8 |  | U6 | CTAComponent | 5450428 | 1 | Release | Each | 1.0 | 98dB,96kHz,Multi-Bit Audio AD Converter |  |  | HLE
1626 | 8 | 1 |  | CTACircuitBoard | 5451490 | 1 | Release | Each | 1.0 | PWB for Intercom Board |  |  | HLE
1627 | 8 |  | FL9,FL10 | CTAOOC | 5366219 | 1 | Restricted | Each | 2.0 | MAGNETICS, EMI COMMON MODE CHOKE, 2KOHMS AT 100MHZ, 200MA, 50V, 5X3.3MM SMD PACKAGE | 00078-DR221-333AE | BOURNS | STE
1628 | 8 |  | U4 | CTAOOC | 5394889 | 2 | Standard | Each | 1.0 | IC, AD CONVERTER, 12BITS, 4CHANNELS INPUT, SAR, T AND H, 0.5 TO 1MSPS, SERIAL OUT, 3V TO 5V VCC, ADC124S101C, MSOP10, 85C | 00036-ADC124S101CIMM/NOPB 00495-ADC124S101CIMM/NOPB | NATIONAL SEMICONDUCTOR TEXAS INSTRUMENTS | STE
1629 | 8 |  | U13,U14 | CTAOOC | 5268503-2 | 1 | Standard | Each | 2.0 | IC, TRANSCEIVER RS485-422, SINGLE, HALF DUPLEX, 16MBPS, 5V, MAX13088E, 15KV ESD PROT, SO8 | 07438-MAX13088ECSA+ 20003-SN65HVD3088EDG4 | MAXIM INTEGRATED PRODUCTS TEXAS INSTRUMENT INC. | STE
1630 | 8 |  | C70 | CTAOOC | 46-312294P3 | 3 | Restricted | Each | 1.0 | CAPACITOR TANTALUM, 3.3UF, 10Percent, 16V, SMD 3528 | 18981-293D335X9016B2TE3 08390-T491B335K016AT | VISHAY KEMET | STE
1631 | 8 |  | VR1,VR3 | CTAOOC | 2105122-2 | 3 | Standard | Each | 2.0 | REGULATOR AND REFERENCE VOLTAGE REGU INTERNAL OVERCURRENT LIMITING CIRCUITRY | 06921-LT1117CST-3.3#PBF 00495-REG1117-3.3G4 00036-LM1117MPX-3.3/NOPB 00495-LM1117MPX-3.3/NOPB | LINEAR TECHNOLOGY TEXAS INSTRUMENTS NATIONAL SEMICONDUCTOR TEXAS INSTRUMENTS | STE
1632 | 8 |  | VR2 | CTAOOC | 2105122-6 | 1 | Standard | Each | 1.0 | IC REG, LDO, +5V, 0.8A, LT1117, SOT223 | 06921-LT1117CST-5#PBF | LINEAR TECHNOLOGY | STE
1633 | 8 |  | C42,C43,C48,C50,C56 | CTAOOC | 46-302742P8 | 3 | Standard | Each | 5.0 | CAPACITOR FIXED 1u FARADS 35 VOLTS .138L .110W .075H 3528 SURFACE MOUNT DEVICE | 18981-293D105X9035B2TE3 08390-T491B105K035AT | VISHAY KEMET | STE
1634 | 8 |  | FL4,FL5 | CTAOOC | 46-312066P4 | 2 | Standard | Each | 2.0 | FERRITE BEAD 3.0A, 50OHM AT 100 MHZ SMT 1206 | 02862-BLM31PG500SN1 19114-HI1206T500R-10 | MURATA LAIRD TECHNOLOGIES | STE
1635 | 8 |  | J9 | CTAOOC | 46-289446P7 | 1 | Restricted | Each | 1.0 | CONNECTOR 2 CONTACTS 250 VOLTS 3 AMP SINGLE ROW, RIGHT ANGLE LOW PROFILE | 01525 70553-0001 | MOLEX | STE
1636 | 8 |  | J5-J7 | CTAOOC | 46-275208P2 | 2 | Restricted | Each | 3.0 | 003 CONT PCB MOUNT HSG RT ANGLE | 01525-70555-0072 | MOLEX | STE
1637 | 8 |  | J8 | CTAOOC | 2109908 | 7 | Standard | Each | 1.0 | CONNECTOR_NEW RECTANGULAR, D- 9 EACH D-SUBMINIATURE RIGHT ANGLE CONNECTOR FRONT METAL SHELL 9 PINS 747840-4 | 18996-5747840-4 01940-6E17-C-009-P-AJ-1-21 10099-09 68 163 5812 00214-D09P33E6GX00LF | TE CONNECTIVITY AMPHENOL HARTING FCI | STE
1638 | 8 |  | J2 | CTAOOC | 2106009-6 | 1 | Restricted | Each | 1.0 | CONNEC LOW-PROF TRANSI 10C HEAD STR | 01940 821-A010P-AM-A00 00214-75869-101LF 00266-N2510-6002RB 10099-09 18 510 6324 18996-5103308-1 | AMPHENOL FCI 3M (MINNESOTA MINING MFG) HARTING TE CONNECTIVITY | STE
1639 | 7 | 1 |  | CTASoftware | 5474007 | 2 | Release | Each | 1.0 | Precision THUNIS-800+ Intercom firmware |  |  | CCX
1640 | 6 | 17 |  | CTAComponent | 5455375 | 2 | Release | Each | 1.0 | Speaker Cover |  |  | CCX
1641 | 6 | 16 |  | CTAComponent | 5452025 | 1 | Release | Each | 2.0 | Cable Gate |  |  | CCX
1642 | 6 | 11 |  | CTAComponent | 5445416-2 | 1 | Release | Each | 3.0 | AVID PRODUCTS STEEL P-CLAMP or R-clamp DIA6.4, WIDE9.7, 19243-SCP-4-323-203 |  |  | HLE
1643 | 6 | 12 |  | CTAComponent | 5445416-4 | 1 | Release | Each | 3.0 | AVID PRODUCTS STEEL P-CLAMP or R-clamp DIA9.5, WIDE12.7,19243-SCP-6-325-265 |  |  | HLE
1644 | 6 | 22 |  | CTAComponent | 5491255 | 1 | Release | Each | 1.0 | DIN rail-35, 7.5 |  |  | CCX
1645 | 6 | 9 |  | CTAAssembly | 5444084 | 2 | Release | Each | 1.0 | SPK assembly |  |  | CCX
1646 | 6 | 8 |  | CTAComponent | 5441108 | 1 | Release | Each | 1.0 | Desk Gate |  |  | CCX
1647 | 6 | 21 |  | CTAComponent | 5491254 | 1 | Release | Each | 1.0 | Insulation spacer |  |  | CCX
1648 | 6 | 26 |  | CTAComponent | 5496536 | 1 | Release | Each | 1.0 | PS800R MIC cover |  |  | CCX
1649 | 6 | 24 |  | CTAComponent | C2106-M4-02 | 3 | Release | Each | 31.0 | Spring Lock Washer, M4, Zinc plated, Rohs Fastener | 24140-C2106-M4-02 | TR FORMAC DIV OF TR FASTENINGS | HLE
1650 | 6 | 15 |  | CTAAssembly | 5450451 | 2 | Release | Each | 1.0 | Gooseneck MIC assembly |  |  | CCX
1651 | 6 | 14 |  | CTAAssembly | 5449180 | 1 | Release | Each | 1.0 | Desk Frame |  |  | CCX
1652 | 7 | 1 |  | CTAComponent | 1000-M6C020-04 | 4 | Release | Each | 36.0 | Hexagon Socket Head Cap Screw, M6-1, X20mm Long, Grade 8.8 Steel, Zinc Plated, RoHS Fastener | 11060-M6C20KCSC9Z6/912 10487-1000-M6C020-04 24140-M6/20/SOHTCS/TC1D/DIN912 20589-10948-03240 A0996-BN 4 M6 x 20mm CR6+FREE | ANIXTER OHTA TR FORMAC DIV OF TR FASTENINGS FASTENAL COMPANY BOSSARD | STM
1653 | 7 | 3 |  | CTAComponent | 1009-M4P2C9P5-29 | 1 | Release | Each | 4.0 | Cross Recessed Pan Head Tapping Screw, ST 4,2 X 9.5mm Long, Steel, Zinc Plated, RoHS Fastener | A0996-BN 994 ST 4.2 X 9.5mm CR6FREE 11060-M4.2N9.5TXPSTZ6/7981C 24140-4.2/9.5/PPSTAB/TC1D | BOSSARD ANIXTER TR FORMAC DIV OF TR FASTENINGS | STM
1654 | 7 | 4 |  | CTAComponent | 1010-M4C010-14 | 2 | Release | Each | 5.0 | Phillips Flat Head Screw, ISO 7046, M4-0.7, X10mm Long, Grade 4.8 Steel, Zinc Plated, RoHS Fastener | 20589-10948-03508 11060-M4C10MXFSTZ6/965A 24140-M4/10/KPSTMC/TC1/DIN965 | FASTENAL COMPANY ANIXTER TR FORMAC DIV OF TR FASTENINGS | STM
1655 | 7 | 2 |  | CTAComponent | 1007-M4C010-14 | 2 | Release | Each | 8.0 | Phillips Pan Head Screw, ISO 7045, M4-0.7, X10mm Long, Grade 4.8 Steel, Zinc Plated, RoHS Fastener | 11060-M4C10MXPSTZ6/7985 20589-10948-03570 24140-M4/10/PPSTMC/TC1/ISO7045 | ANIXTER FASTENAL COMPANY TR FORMAC DIV OF TR FASTENINGS | STM
1656 | 7 | 5 |  | CTAComponent | 2000-M4-03 | 3 | Release | Each | 8.0 | FLAT WASHER - NORMAL SERIES, ISO 7089, M4 CLASS 200H STEEL, ZINC PLATED RoHS FASTENER | 24140-M4/-/PWSTWA/TC1/DIN125 10487-2000-M4-03 A0996-BN 343 M4 CR6+FREE 24432-11103691 11060-M4NWSFSTZ6/125ATP | TR FORMAC DIV OF TR FASTENINGS OHTA BOSSARD FASTENAL ANIXTER | STM
1657 | 7 | 7 |  | CTAComponent | C2106-M4-02 | 3 | Release | Each | 8.0 | Spring Lock Washer, M4, Zinc plated, Rohs Fastener | 24140-C2106-M4-02 | TR FORMAC DIV OF TR FASTENINGS | HLE
1658 | 7 | 8 |  | CTAComponent | C2106-M6-02 | 3 | Release | Each | 36.0 | Spring Lock Washer, M6, Zinc plated, Rohs Fastener | 24140-C2106-M6-02 | TR FORMAC DIV OF TR FASTENINGS | HLE
1659 | 7 | 9 |  | CTAAssembly | 5457200 | 1 | Release | Each | 1.0 | Desk right bracket |  |  | CCX
1660 | 8 | 1 |  | CTAComponent | 3000-M10C-04 | 1 | Release | Each | 1.0 | Hexagon Nut, ISO4032, M10-1.5, Grade 8 Steel, Zinc Plated, RoHS Fastener | 20589-10948-03690 11060-M10CNFHC7Z6/4032 | FASTENAL COMPANY ANIXTER | STM
1661 | 8 | 4 |  | CTAComponent | 5460241 | 1 | Release | Each | 1.0 | Desk bracket foot cover |  |  | CCX
1662 | 8 | 6 |  | CTAComponent | 5442172 | 1 | Release | Each | 1.0 | Desk bracket front cover |  |  | CCX
1663 | 8 | 5 |  | CTAComponent | 5447807 | 1 | Release | Each | 2.0 | Desk bracket corner |  |  | CCX
1664 | 8 | 3 |  | CTAComponent | 5450649 | 1 | Release | Each | 1.0 | Desk bracket top cover |  |  | CCX
1665 | 8 | 2 |  | CTAComponent | 5438177 | 1 | Release | Each | 1.0 | Desk right bracket base |  |  | CCX
1666 | 8 | 9 |  | CTAComponent | 5491623 | 1 | Release | Each | 1.0 | Reinforecing plate |  |  | CCX
1667 | 8 | 10 |  | CTAComponent | 5496544 | 1 | Release | Each | 1.0 | Console caster install column |  |  | CCX
1668 | 8 | 8 |  | CTAComponent | 5491622 | 1 | Release | Each | 2.0 | Screw guidance |  |  | CCX
1669 | 8 | 7 |  | CTAComponent | 5445400 | 1 | Release | Each | 2.0 | Desk bracket head |  |  | CCX
1670 | 7 | 6 |  | CTAComponent | 2000-M6-03 | 3 | Release | Each | 36.0 | Flat Washer, ISO7089, M6, Steel 200HV, Zinc Plated, RoHS Fastener | 20589-10948-03457 10487-2000-M6-03 11060-M6NWSFSTZ6/125ATP 24140-M6/-/PWSTWA/TC1/DIN125 | FASTENAL COMPANY OHTA ANIXTER TR FORMAC DIV OF TR FASTENINGS | STM
1671 | 7 | 12 |  | CTAComponent | 5453939 | 1 | Release | Each | 1.0 | Desk foot bracket |  |  | CCX
1672 | 7 | 11 |  | CTAComponent | 5461016 | 1 | Release | Each | 3.0 | Rubber foot |  |  | CCX
1673 | 7 | 10 |  | CTAAssembly | 5461772 | 1 | Release | Each | 1.0 | Desk left bracket |  |  | CCX
1674 | 8 | 2 |  | CTAComponent | 5450649 | 1 | Release | Each | 1.0 | Desk bracket top cover |  |  | CCX
1675 | 8 | 1 |  | CTAComponent | 3000-M10C-04 | 1 | Release | Each | 2.0 | Hexagon Nut, ISO4032, M10-1.5, Grade 8 Steel, Zinc Plated, RoHS Fastener | 20589-10948-03690 11060-M10CNFHC7Z6/4032 | FASTENAL COMPANY ANIXTER | STM
1676 | 8 | 6 |  | CTAComponent | 5445400 | 1 | Release | Each | 2.0 | Desk bracket head |  |  | CCX
1677 | 8 | 5 |  | CTAComponent | 5442172 | 1 | Release | Each | 1.0 | Desk bracket front cover |  |  | CCX
1678 | 8 | 4 |  | CTAComponent | 5447807 | 1 | Release | Each | 2.0 | Desk bracket corner |  |  | CCX
1679 | 8 | 3 |  | CTAComponent | 5496584 | 1 | Release | Each | 1.0 | Desk left bracket foot cover |  |  | CCX
1680 | 8 | 9 |  | CTAComponent | 5436099 | 1 | Release | Each | 1.0 | Desk left bracket base |  |  | CCX
1681 | 8 | 8 |  | CTAComponent | 5491623 | 1 | Release | Each | 2.0 | Reinforecing plate |  |  | CCX
1682 | 8 | 7 |  | CTAComponent | 5491622 | 1 | Release | Each | 2.0 | Screw guidance |  |  | CCX
1683 | 8 | 10 |  | CTAAssembly | 5453095 | 2 | Release | Each | 1.0 | Desk left flitch |  |  | CCX
1684 | 9 | 1 |  | CTAComponent | 5443768 | 1 | Release | Each | 1.0 | Desk left flitch cover |  |  | CCX
1685 | 9 | 3 |  | CTAComponent | 5491622 | 1 | Release | Each | 3.0 | Screw guidance |  |  | CCX
1686 | 9 | 2 |  | CTAComponent | 5456422 | 1 | Release | Each | 1.0 | Desk left flitch base |  |  | CCX
1687 | 7 | 16 |  | CTAAssembly | 5491631 | 1 | Release | Each | 1.0 | Desk foot cover |  |  | CCX
1688 | 8 | 2 |  | CTAComponent | 5491629 | 1 | Release | Each | 1.0 | Rail bracket |  |  | CCX
1689 | 8 | 3 |  | CTAComponent | 5496590 | 1 | Release | Each | 1.0 | Cable holder |  |  | CCX
1690 | 8 | 1 |  | CTAComponent | 5453096 | 1 | Release | Each | 1.0 | Desk foot cover base |  |  | CCX
1691 | 7 | 14 |  | CTAComponent | 5461773 | 1 | Release | Each | 1.0 | Desk middle bracket |  |  | CCX
1692 | 7 | 15 |  | CTAComponent | 5457967 | 3 | Release | Each | 1.0 | Desktop |  |  | CCX
1693 | 7 | 13 |  | CTAComponent | 5456423 | 1 | Release | Each | 1.0 | Desk top bracket |  |  | CCX
1694 | 7 | 18 |  | CTAComponent | 5440505 | 1 | Release | Each | 1.0 | Panel foot cover |  |  | CCX
1695 | 7 | 17 |  | CTAComponent | 5448635 | 1 | Release | Each | 1.0 | Panel cable cover |  |  | CCX
1696 | 7 | 24 |  | CTAAssembly | 5496539 | 1 | Release | Each | 1.0 | Console caster |  |  | CCX
1697 | 8 | 2 |  | CTAComponent | 5496542 | 1 | Release | Each | 1.0 | Console caster bolt |  |  | CCX
1698 | 8 | 1 |  | CTAComponent | 5496541 | 1 | Release | Each | 1.0 | Console caster base |  |  | CCX
1699 | 8 | 4 |  | CTAComponent | 2000-M5-02 | 3 | Release | Each | 1.0 | Flat Washer, ISO7089, M5, Steel 140HV, Zinc Plated, RoHS Fastener | 11060-M5NWSFSTZ6/125A A0996-BN715 M5 CR6 Free 24140-M5/-/PWSTWA/TC1 20589-10948-03440 | ANIXTER BOSSARD TR FORMAC DIV OF TR FASTENINGS FASTENAL COMPANY | STM
1700 | 8 | 3 |  | CTAComponent | 1000-M5C010-04 | 5 | Release | Each | 1.0 | Hexagon Socket Head Cap Screw, M5-0.8, X10mm Long, Grade 8.8 Steel, Zinc Plated, RoHS Fastener | 11060-M5C10KCSC9Z6/912 20589-11103207 10487-1000-M5C010-04 24140-M5/10/HHSTBL/TC1D A0996-BN 4 M5 x 10mm CR6+FREE | ANIXTER FASTENAL COMPANY OHTA TR FORMAC DIV OF TR FASTENINGS BOSSARD | STM
1701 | 7 | 20 |  | CTAComponent | 5436664 | 1 | Release | Each | 1.0 | Base Close Cover |  |  | HLE
1702 | 7 | 19 |  | CTAAssembly | 5498326 | 1 | Release | Each | 1.0 | Desk front cover |  |  | CCX
1703 | 8 | 1 |  | CTAComponent | 5439739 | 1 | Release | Each | 1.0 | Desk front cover base |  |  | CCX
1704 | 8 | 2 |  | CTAComponent | 5496590 | 1 | Release | Each | 19.0 | Cable holder |  |  | CCX
1705 | 6 | 25 |  | CTAComponent | 5496535 | 1 | Release | Each | 1.0 | PS800R MIC install base |  |  | CCX
1706 | 6 | 13 |  | CTAComponent | 5448392 | 1 | Release | Each | 1.0 | Mic Grounding Plate |  |  | CCX
1707 | 6 | 10 |  | CTAAssembly | 5499828 | 1 | Release | Each | 1.0 | Desk rear cover |  |  | CCX
1708 | 7 | 1 |  | CTAComponent | 5442978 | 1 | Release | Each | 2.0 | Back plate |  |  | CCX
1709 | 7 | 2 |  | CTAComponent | 5458710 | 1 | Release | Each | 1.0 | Desk rear cover plate |  |  | CCX
1710 | 6 | 23 |  | CTAComponent | 5491256 | 2 | Release | Each | 1.0 | Phoenix contact 2963860 |  |  | CCX
1711 | 5 | 6 |  | CTAComponent | 5461759 | 1 | Release | Each | 50.0 | NYLON BINDING TIE CLAMP KSS CV-180 tie wrap 180x3.6mm Max Bundle Dia 46mm |  |  | HLE
1712 | 5 | 3 |  | CTAComponent | 2106-M5-14 | 1 | Release | Each | 4.0 | Spring Lock Washer with Flat Ends JIS B1251, M5, Spring Stainless Steel, Rohs Fastener | 24140-2106-M5-14 | TR FORMAC DIV OF TR FASTENINGS | STM
1713 | 5 | 2 |  | CTAComponent | 2001-M5-02 | 3 | Release | Each | 4.0 | Large Flat Washer, ISO7093, M5, Steel 140HV, Zinc Plated, RoHS Fastener | 20589-10948-03468 11060-M5NWFESTZ6/9021B A0996-BN 729 M5 CR6+FREE 24140-M5/-/PWSTWA/TC1/DIN9021 | FASTENAL COMPANY ANIXTER BOSSARD TR FORMAC DIV OF TR FASTENINGS | STM
1714 | 5 | 7 |  | ECCCollectorPart | 5476923 | 2 | Release | Each | 1.0 | console desk and TDSP cables collector |  |  | HLE
1715 | 6 | 3 |  | CTAComponent | 5448158 | 2 | Release | Each | 1.0 | Console TDSP-IF board RS232 Cable |  |  | CCX
1716 | 6 | 1 |  | CTAComponent | 5448182 | 3 | Release | Each | 1.0 | Console TDSP-IF board communication Cable |  |  | CCX
1717 | 6 | 2 |  | CTAComponent | 5436432 | 4 | Release | Each | 1.0 | Console EM_SW and Cable |  |  | CCX
1718 | 6 | 8 |  | CTAComponent | 5460785 | 3 | Release | Each | 1.0 | Console Collimator light SW cable 1 |  |  | CCX
1719 | 6 | 7 |  | CTAComponent | 5442517 | 3 | Release | Each | 1.0 | Console table movig control cable |  |  | CCX
1720 | 6 | 5 |  | CTAComponent | 5458295 | 1 | Release | Each | 1.0 | Console LR JOYSTICK Cable |  |  | HLE
1721 | 6 | 6 |  | CTAComponent | 5459790 | 1 | Release | Each | 1.0 | Console Xray SW Cable |  |  | HLE
1722 | 6 | 4 |  | CTAComponent | 5439299 | 1 | Release | Each | 1.0 | Console UD JOYSTICK Cable |  |  | HLE
1723 | 6 | 12 |  | CTAComponent | 5445937 | 2 | Release | Each | 1.0 | Console Joystick base ground cable |  |  | HLE
1724 | 6 | 13 |  | CTAComponent | 5448363 | 2 | Release | Each | 1.0 | Console TDSP ground cable |  |  | HLE
1725 | 6 | 11 |  | CTAComponent | 5437145 | 1 | Release | Each | 1.0 | PS800 Refresh console EM button base ground cable |  |  | HLE
1726 | 6 | 10 |  | CTAComponent | 5451993 | 3 | Release | Each | 1.0 | Console Vol adj. base ground cable |  |  | CCX
1727 | 6 | 9 |  | CTAComponent | 5445137 | 2 | Release | Each | 1.0 | Console Video adj. base ground cable |  |  | HLE
1728 | 6 | 15 |  | CTAComponent | 5442713 | 2 | Release | Each | 1.0 | Console Intercom Power cable |  |  | HLE
1729 | 6 | 14 |  | CTAComponent | 5482782 | 2 | Release | Each | 1.0 | Console foot-switch cable |  |  | CCX
1730 | 6 | 18 |  | CTAComponent | 5441903 | 3 | Release | Each | 1.0 | Console desk-E ground cable |  |  | CCX
1731 | 6 | 17 |  | CTAComponent | 5438693 | 3 | Release | Each | 1.0 | Console MIC base ground cable |  |  | CCX
1732 | 6 | 16 |  | CTAComponent | 5437711 | 3 | Release | Each | 1.0 | Console Intercom Power cable |  |  | CCX
1733 | 6 | 21 |  | CTAComponent | 5443329 | 3 | Release | Each | 1.0 | TDSP CN332 MIS Cable |  |  | HLE
1734 | 6 | 22 |  | CTAComponent | 5457533 | 3 | Release | Each | 1.0 | TDSP CN331 MIS Cable |  |  | HLE
1735 | 6 | 20 |  | CTAComponent | 5480546 | 2 | Release | Each | 1.0 | Console Mic enable cable |  |  | HLE
1736 | 6 | 19 |  | CTAComponent | 5451421 | 2 | Release | Each | 1.0 | Console monitor grounding cable |  |  | CCX
1737 | 5 | 4 |  | CTAAssembly | 5441942 | 5 | Release | Each | 1.0 | Panel assembly |  |  | CCX
1738 | 6 | 2 |  | CTAComponent | 1007-M3C008-14 | 2 | Release | Each | 41.0 | Phillips Pan Head Screw, ISO 7045, M3-0.5, X8mm Long, Grade 4.8 Steel, Zinc Plated, RoHS Fastener | 20589-10948-03564 11060-M3C8MXPSTZ6/7985 24140-M3/8/PPSTMC/TC1/ISO7045 A0996-BN 384 M3 x 8mm CR6+FREE 24432-91188 | FASTENAL COMPANY ANIXTER TR FORMAC DIV OF TR FASTENINGS BOSSARD FASTENAL | STM
1739 | 6 | 1 |  | CTAComponent | 1007-M2C006-14 | 1 | Release | Each | 4.0 | Phillips Pan Head Screw, ISO 7045, M2-0.4, X6mm Long, Grade 4.8 Steel, Zinc Plated, RoHS Fastener | 20589-10948-03557 11060-M2C6MXPSTZ6/7985 | FASTENAL COMPANY ANIXTER | STM
1740 | 6 | 4 |  | CTAComponent | 1007-M4C020-14 | 1 | Release | Each | 6.0 | Phillips Pan Head Screw, ISO 7045, M4-0.7, X20mm Long, Grade 4.8 Steel, Zinc Plated, RoHS Fastener | 20589-10948-03573 11060-M4C20MXPSTZ6/7985 | FASTENAL COMPANY ANIXTER | STM
1741 | 6 | 6 |  | CTAComponent | 1010-M4C010-14 | 2 | Release | Each | 4.0 | Phillips Flat Head Screw, ISO 7046, M4-0.7, X10mm Long, Grade 4.8 Steel, Zinc Plated, RoHS Fastener | 20589-10948-03508 11060-M4C10MXFSTZ6/965A 24140-M4/10/KPSTMC/TC1/DIN965 | FASTENAL COMPANY ANIXTER TR FORMAC DIV OF TR FASTENINGS | STM
1742 | 6 | 5 |  | CTAComponent | 1010-M3C008-14 | 1 | Release | Each | 10.0 | Phillips Flat Head Screw, ISO 7046, M3-0.5, X8mm Long, Grade 4.8 Steel, Zinc Plated, RoHS Fastener | 20589-10948-03502 11060-M3C8MXFSTZ6/965A | FASTENAL COMPANY ANIXTER | STM
1743 | 6 | 3 |  | CTAComponent | 1007-M4C010-14 | 2 | Release | Each | 4.0 | Phillips Pan Head Screw, ISO 7045, M4-0.7, X10mm Long, Grade 4.8 Steel, Zinc Plated, RoHS Fastener | 11060-M4C10MXPSTZ6/7985 20589-10948-03570 24140-M4/10/PPSTMC/TC1/ISO7045 | ANIXTER FASTENAL COMPANY TR FORMAC DIV OF TR FASTENINGS | STM
1744 | 6 | 8 |  | CTAComponent | 2000-M4-03 | 3 | Release | Each | 4.0 | FLAT WASHER - NORMAL SERIES, ISO 7089, M4 CLASS 200H STEEL, ZINC PLATED RoHS FASTENER | 24140-M4/-/PWSTWA/TC1/DIN125 10487-2000-M4-03 A0996-BN 343 M4 CR6+FREE 24432-11103691 11060-M4NWSFSTZ6/125ATP | TR FORMAC DIV OF TR FASTENINGS OHTA BOSSARD FASTENAL ANIXTER | STM
1745 | 6 | 9 |  | CTAComponent | 2106-M3-05 | 2 | Release | Each | 41.0 | Spring Lock Washer with Flat Ends JIS B1251, M3, Spring Steel, Zinc Plated, Rohs Fastener | 24140-MEP M3/SPSTWA/TC1D/JIS B1251 | TR FORMAC DIV OF TR FASTENINGS | STM
1746 | 6 | 7 |  | CTAComponent | 2000-M3-03 | 2 | Release | Each | 41.0 | WASHER PLAIN - LARGE 3.2 MM 7 MM , HV200, Steel, Zinc plate RoHS Washer | 10487-2000-M3-03 23983-6083737 24140-200-M3-03 | OHTA BOSSARD CHINA TR FORMAC DIV OF TR FASTENINGS | STM
1747 | 6 | 11 |  | CTAAssembly | 5437160 | 3 | Release | Each | 1.0 | Contrast ADJ. assembly |  |  | CCX
1748 | 6 | 13 |  | CTAComponent | 5440049 | 2 | Release | Each | 13.0 | PS800R SID Lift Button |  |  | CCX
1749 | 6 | 12 |  | CTAAssembly | 5438501 | 2 | Release | Each | 1.0 | Console MIC ADJ. assembly |  |  | CCX
1750 | 6 | 10 |  | CTAAssembly | 5437157 | 3 | Release | Each | 1.0 | Brightenss ADJ. assembly |  |  | CCX
1751 | 6 | 15 |  | CTAComponent | 5441110 | 4 | Release | Each | 1.0 | SID 120 Cover |  |  | CCX
1752 | 6 | 18 |  | CTAComponent | 5445221 | 4 | Release | Each | 2.0 | Potentiometer Cup |  |  | CCX
1753 | 6 | 16 |  | CTAComponent | 5441932 | 1 | Release | Each | 1.0 | Emergency Stop Bracket |  |  | CCX
1754 | 6 | 14 |  | CTAComponent | 5441109 | 5 | Release | Each | 1.0 | Panel cover |  |  | CCX
1755 | 6 | 20 |  | CTAComponent | 5445992 | 2 | Release | Each | 2.0 | resistor |  |  | CCX
1756 | 6 | 17 |  | CTAComponent | 5498232 | 1 | Release | Each | 2.0 | Tilting handle bracket |  |  | CCX
1757 | 6 | 19 |  | CTAComponent | 5445970 | 3 | Release | Each | 1.0 | SID 105 Cover |  |  | CCX
1758 | 6 | 21 |  | CTAComponent | 5449182 | 6 | Release | Each | 1.0 | SPK key cover |  |  | CCX
1759 | 6 | 24 |  | CTAComponent | 5451203 | 4 | Release | Each | 1.0 | SID 150 Cover |  |  | CCX
1760 | 6 | 23 |  | CTAComponent | 5450433 | 2 | Release | Each | 1.0 | X-ray CONTROL Lever |  |  | CCX
1761 | 6 | 25 |  | CTAComponent | 5498231 | 1 | Release | Each | 2.0 | Key bracket |  |  | CCX
1762 | 6 | 22 |  | CTAComponent | 5449183 | 1 | Release | Each | 1.0 | Potentiometer Bracket |  |  | CCX
1763 | 6 | 27 |  | CTAComponent | 5456188 | 1 | Release | Each | 2.0 | Knob Bracket |  |  | CCX
1764 | 6 | 26 |  | CTAComponent | 5454583 | 1 | Release | Each | 2.0 | Tilting Handle |  |  | CCX
1765 | 6 | 32 |  | CTAComponent | 5461565 | 2 | Release | Each | 2.0 | ROTARY SWITCH |  |  | CCX
1766 | 6 | 30 |  | CTAComponent | 5460817 | 2 | Release | Each | 1.0 | Panel cover film |  |  | HLE
1767 | 6 | 31 |  | CTAComponent | 5460818 | 1 | Release | Each | 2.0 | Tilting Handle base |  |  | CCX
1768 | 6 | 29 |  | CTAComponent | 5459997 | 1 | Release | Each | 2.0 | Cable bundler |  |  | CCX
1769 | 6 | 28 |  | CTAComponent | 5498230 | 1 | Release | Each | 1.0 | Handle bracket |  |  | CCX
1770 | 6 | 34 |  | CTAAssembly | 5473933 | 5 | Release | Each | 1.0 | TDSP Board Assembly |  |  | CCX
1771 | 7 | 1 |  | CTASoftware | 5474005 | 1 | Release | Each | 1.0 | Precision THUNIS-800+ TDSP Firmware |  |  | HLE
1772 | 7 | 2 |  | CTACircuitBoard | 5446243 | 4 | Release | Each | 1.0 | Precision THUNIS-800+ TDSP Board PWA |  |  | CCX
1773 | 8 |  | J1,J3 | CTAOOC | 2213607 | 7 | Standard | Each | 2.0 | CONNEC SUBD 9C PWB STR PLUG+440LK | 10099-09 65 161 5713 00214-D09P24A6GV00LF | HARTING FCI | STE
1774 | 8 |  | FL10,FL11 | CTAComponent | 5482604 | 1 | Release | Each | 2.0 | CHIP EMIFIL Capacitor Type |  |  | HLE
1775 | 8 |  | 1LD-3LD | CTAOOC | 2410071 | 1 | Not Recommended | Each | 3.0 | LED 7 SEGMENT DISPLAY COMMON ANODE GREEN. WARNING: Unknown Whisker Risk | 00941 HDSP-A901 11520 LTS-3861G-H1 | AVAGO TECHNOLOGIES LITE-ON | STE
1776 | 8 |  | U33 | CTAOOC | 5135116-3 | 1 | Standard | Each | 1.0 | PROGRAMMABLE CPLD, 2210 LOGIC ELEMENTS, MAX_II, 1.5-3.3V I_O VOLTAGE, 2.5-3.3V SUPPLY, 204 IO PINS, FBGA 256 | 10208-EPM2210F256C5N | ALTERA | STE
1777 | 8 |  | 1FSCN,335CN-338CN,EM_STOP_CN | CTAOOC | 5122576 | 2 | Not Recommended | Each | 6.0 | CONNECTOR 2.54MM AMPMODU, 1X4POS HEADER, STRAIGHT, SHROUDED , 0.8um GOLD, PWB2.4. WARNING: Unknown Whisker Risk | 18996-280371-3 | TE CONNECTIVITY | STE
1778 | 8 |  | C124 | CTAOOC | 2385569-5 | 3 | Standard | Each | 1.0 | CAPACITOR CERAMIC, X5R, 10UF, 10Percent, 25V, SMD 1210 | 03041-C3225X5R1E106K 08390-C1210C106K3PAC 19214-CM32X5R106K25A 19214-12103D106KAT 03041-C3225X5R1E106K250AA | TDK KEMET AVX/KYOCERA AVX/KYOCERA TDK | STE
1779 | 8 | 1 |  | CTACircuitBoard | 5436150 | 1 | Release | Each | 1.0 | PWB for Precision THUNIS-800+ TDSP Board |  |  | HLE
1780 | 8 |  | R55-R61,R68-R72,R190-R192,R222-R230 | CTAOOC | 2285457-25 | 1 | Standard | Each | 24.0 | RESISTOR 1k OHMS 5 % 500m WATTS | 02254-MCR50JZHJ102 00006-WCR2010LF102J 18981-CRCW20101K00JNE 11962-RC2010JK-071KL 06725-RK73B2HTTE102J | ROHM IRC VISHAY YAGEO KOA | STE
1781 | 8 |  | C8,C13 | CTAOOC | 46-302742P8 | 3 | Standard | Each | 2.0 | CAPACITOR FIXED 1u FARADS 35 VOLTS .138L .110W .075H 3528 SURFACE MOUNT DEVICE | 18981-293D105X9035B2TE3 08390-T491B105K035AT | VISHAY KEMET | STE
1782 | 8 |  | CR3-CR9 | CTAOOC | 5391885 | 1 | Restricted | Each | 7.0 | PROTECTION TRANSIENT SUPPRESSOR, 300W, 24V, SOT23-6 | 21202-SMS24C.TCT | SEMTECH | STE
1783 | 8 |  | DS5-DS7,DS11 | CTAOOC | 5453565 | 1 | Restricted | Each | 4.0 | LED YELLOW, STRAIGHT, 2 PER PKG, 8.89 MM X 8.89 MM | 22942-HLMP-2755 | AVAGO | STE
1784 | 8 |  | U3,U5,U8,U9,U13,U14 | CTAOOC | 2364058-4 | 1 | Standard | Each | 6.0 | I.C PHOTOCOUP X4 SOL16 4.4MM | 18981-TCMT4100 22942-ACPL-247-560E | VISHAY AVAGO | STE
1785 | 8 |  | 331CN-333CN | CTAOOC | 46-221703P17 | 4 | Restricted | Each | 3.0 | CONNECTOR, 2.54MM, 2X25POS, STRAIGHT, LONG LATCHES, 4-WALL AMP PART IS RESTRICTED DUE TO THE FACT THAT IT REQUIRES A .250 LONG SCREW TO RETAIN IT. | 00266-N3433-6303RB | 3M (MINNESOTA MINING MFG) | STE
1786 | 8 |  | S3-S5, S7-S14 | CTAComponent | 5446770 | 1 | Release | Each | 11.0 | short-travel keyswitch |  |  | HLE
1787 | 8 |  | R54,R62-R67,R73-R93,R98,R170,R175,R180,R181,R200,R204-R206,R218,R220,R221,R231-R244 | CTAOOC | 5312051-10 | 1 | Restricted | Each | 54.0 | RESISTOR 1K, 0.1PERCENT, 0.25W, 25PPM, 1206 | 18981-TNPW12061K00BEEA 06725-RN73H2BTTD1001B25 11962-RT1206BRD071KL 05498-BLU1206-1001-BT25W | VISHAY KOA YAGEO RCD COMPONENTS INC. | STE
1788 | 8 |  | R99,R106-R109,R117,R118,R125,R126,R139,R140,R142-R147,R151-R159,R211 | CTAOOC | 5245267-2 | 2 | Restricted | Each | 27.0 | RESISTOR 33 OHM, NON-MAGNETIC, 2 PERCENT, 100MW, FILM, 100PPM, 0603 | 23828-CHR0603 33 OHM +-2% | SRT RESISTOR TECHNOLOGY GMBH | STE
1789 | 8 |  | R193 | CTAOOC | 5160167 | 2 | Standard | Each | 1.0 | RESISTOR, 0R, THICK FILM, 2512, 2A, 0.05 OHM | 18981-CRCW25120000Z0E 11962-RC2512JK-070RL 06725-RK73Z3AT 02254-MCR100JZHJ000 | VISHAY YAGEO KOA ROHM | STE
1790 | 8 |  | J2 | CTAOOC | 2106009-6 | 1 | Restricted | Each | 1.0 | CONNEC LOW-PROF TRANSI 10C HEAD STR | 01940 821-A010P-AM-A00 00214-75869-101LF 00266-N2510-6002RB 10099-09 18 510 6324 18996-5103308-1 | AMPHENOL FCI 3M (MINNESOTA MINING MFG) HARTING TE CONNECTIVITY | STE
1791 | 8 |  | U2,U6,U17-U22 | CTAOOC | 2111738-3 | 1 | Restricted | Each | 8.0 | DARLINGTON ARRAY,8 CHANNEL,OPEN COLLECTOR,50V,500MA,SOL18 | 00495-ULN2803ADW | TEXAS INSTRUMENTS | STE
1792 | 8 |  | R210 | CTAOOC | 46-312792P18 | 2 | Standard | Each | 1.0 | RESISTOR 10 OHMS 1 PERCENT .125 WATTS SURFACE MOUNTING 100PPM/DEG C 100V L .079 W .050 T .018 | 18981-CRCW080510R0FKE 11962-RC0805FR-0710RL 05498-MC080510R0FTW 00006-WCR0805LF10R0F | VISHAY YAGEO RCD COMPONENTS INC. IRC | STE
1793 | 8 |  | R100 | CTAOOC | 46-312792P11 | 4 | Standard | Each | 1.0 | RESISTOR 2k OHMS 1 % .125 WATTS 100V 100PPM/C | 18981-CRCW08052K00FKE 11623-NRC10F2001TRF 00006-WCR0805LF2001F 06725-RK73H2ATTD2001F 05498-MC08052001FTW | VISHAY NIC COMPONENTS CORPORATION IRC KOA RCD COMPONENTS INC. | STE
1794 | 8 |  | R9-R24,R29-R36,R38-R46,R97,R101-R105,R110,R111,R113-R116,R119-R124,R127-R138,R141,R171-R174,R176-R179,R182-R185,R212 | CTAOOC | 46-312792P13 | 4 | Standard | Each | 77.0 | RESISTOR 1k OHMS 1 PERCENT .125 WATTS 0805 CASE SIZE | 11623-NRC10F1001TRF 05498-MC08051001FTW 18981-CRCW08051K00FKE 06725-RK73H2ATTD1001F 00006-WCR0805LF1001F | NIC COMPONENTS CORPORATION RCD COMPONENTS INC. VISHAY KOA IRC | STE
1795 | 8 |  | R1-R8,R25-R28,R160-R169,R194-R199,R201-R203,R219 | CTAOOC | 46-312792P16 | 4 | Standard | Each | 32.0 | RESISTOR 332 OHMS 1 % .125 WATTS 100V 0805 CASE SIZE THICK FILM +-100 PPM/C | 06725-RK73H2ATTD3320F 05498-MC08053320FTW 18981-CRCW0805332RFKE 00006-WCR0805LF3320F | KOA RCD COMPONENTS INC. VISHAY IRC | STE
1796 | 8 |  | R94-R96,R112,R186-R189 | CTAOOC | 46-312792P7 | 4 | Standard | Each | 8.0 | RESISTOR 10k OHMS 1 PERCENT .125 WATTS SURFACE MOUNTING 0805 PACKAGE 100 PPM/DEGREE C 100V L .079 W .050 T .018 | 11623-NRC10F1002TRF 05498-MC08051002FTW 18981-CRCW080510K0FKE 00006-WCR0805LF1002F 06725-RK73H2ATTD1002F | NIC COMPONENTS CORPORATION RCD COMPONENTS INC. VISHAY IRC KOA | STE
1797 | 8 |  | D3 | CTAOOC | 46-311083P2 | 3 | Standard | Each | 1.0 | BAV70 SWITCHING DIODE DUAL SER SW VR-70V VF-1.25V 200 MA SOT23 | 18846-BAV70LT1G 18889-BAV 70 E6327 18889-BAV70E6327HTSA1 | ON SEMICONDUCTOR INFINEON TECHNOLOGIES AG INFINEON TECHNOLOGIES AG | STE
1798 | 8 |  | C6,C9-C12,C14-C19,C21,C23-C30,C71-C73,C78-C88,C91-C121 | CTAOOC | 2187107-6 | 3 | Not Recommended | Each | 65.0 | CAPACITOR FIXED .1u FARADS 50 VOLTS | 08390 C0805C104K5RAC 07945-CL21B104KBCNNNC | KEMET SAMSUNG | STE
1799 | 8 |  | C33 | CTAOOC | 2187107-10 | 2 | Standard | Each | 1.0 | CAPACITOR CERAMIC X7R, 1UF 10Percent, 16V, SMD 0805 | 02862-GRM21BR71C105KA01 19214-0805YC105KAT | MURATA AVX/KYOCERA | STE
1800 | 8 |  | C1-C3 | CTAOOC | 2187107-11 | 1 | Standard | Each | 3.0 | CAPACITOR FIXED .027u FARADS 50 VOLT 10% TOLERANCE; 0805 CASE SIZE; X7R | 19214 08055C273KAT 08390 C0805C273K5RAC 18981-VJ0805Y273KXA 11623-NMC0805X7R273K50TRPF 02862-GRM219R71H273KA01 | AVX/KYOCERA KEMET VISHAY NIC COMPONENTS CORPORATION MURATA | STE
1801 | 8 |  | U7 | CTAOOC | 2154023 | 2 | Standard | Each | 1.0 | INT DRIVER LIGN 26C31 SO16 .15 SMD | 00036-DS26C31TM NOPB 00495-AM26C31IDE4 00495-DS26C31TM NOPB | NATIONAL SEMICONDUCTOR TEXAS INSTRUMENTS TEXAS INSTRUMENTS | STE
1802 | 8 |  | C4,C62-C70,C74-C77 | CTAOOC | 2187107-3 | 1 | Standard | Each | 14.0 | CAPACITOR FIXED .01u FARADS 50 VOLTS | 08390 C0805C103K5RAC 19214-08055C103KAT | KEMET AVX/KYOCERA | STE
1803 | 8 |  | J4 | CTAOOC | 2115384-2 | 2 | Standard | Each | 1.0 | FASTON TAB, 6.3X0.8MM, STRAIGHT, 5.08MM PITCH, PWB3.2, TINNED | 04947-1287 18996-1217056-1 | KEYSTONE ELECTRONICS CORP TE CONNECTIVITY | STE
1804 | 8 |  | 334CN | CTAOOC | 2227700-6 | 4 | Standard | Each | 1.0 | CONNECT TRANSIT+LATCH 40C HEADER STR | 00214-71918-140LF 00266-N3432-6302RB 18996-5499206-9 10099-09 18 540 5904 | FCI 3M (MINNESOTA MINING MFG) TE CONNECTIVITY HARTING | STE
1805 | 8 |  | TP4-TP9 | CTAOOC | 2233921 | 2 | Standard | Each | 6.0 | TEST POINT, SMD 1005 | 04947 5015 ZZC70-TP-108-02-1-T | KEYSTONE ELECTRONICS CORP COMPONENTS CORPORATION | STE
1806 | 8 |  | C7,C20,C22,C32,C34-C40,C42,C44,C46,C48-C61,C125-C128 | CTAOOC | 2235239-6 | 2 | Standard | Each | 32.0 | CAPACITOR X7R 100NF 10% 16V 0603 | 08390 C0603C104K4RAC 18981-VJ0603Y104KXJ 11962-CC0603KRX7R7BB104 19214-0603YC104KAT | KEMET VISHAY YAGEO AVX/KYOCERA | STE
1807 | 8 |  | R207-R209,R213-R217 | CTAOOC | 2236238 | 2 | Standard | Each | 8.0 | RESISTOR, 0 OHM, THICK FILM, 0603, 1A, 0.05 OHM MAX | 02254-MCR03EZPJ000 18981-CRCW06030000Z0E 00078-CR0603J/000ELF 05498-ZC0603TW 06725-RK73Z1JT 11962-RC0603JR-070RL | ROHM VISHAY BOURNS RCD COMPONENTS INC. KOA YAGEO | STE
1808 | 8 |  | D1,D2,D4-D15 | CTAOOC | 2212279 | 2 | Standard | Each | 14.0 | DIODE, RECTIFIER, 200V 2A, SMB PACKAGE | 00124-STTH2R02U 18981-ES2D-E3/52T | ST MICROELECTRONICS VISHAY | STE
1809 | 8 |  | C89,C90 | CTAOOC | 2212396-6 | 1 | Restricted | Each | 2.0 | CAPACITOR FIXED 100u FARADS 50 VOLTS ALUMINUM ELECTROLYTIC SMT 10X10MM | 06533-UWS1H101MCL1GS | NICHICON CORPORATION | STE
1810 | 8 |  | U1,U15,U16 | CTAOOC | 2211252-15 | 2 | Standard | Each | 3.0 | LOGIC 74AHC-VHC373 TSSOP20 | 18846-MC74VHC373DTR2G 00495-SN74AHC373PWG4 | ON SEMICONDUCTOR TEXAS INSTRUMENTS | STE
1811 | 8 |  | U26 | CTAOOC | 2211252-5 | 4 | Standard | Each | 1.0 | LOGIC 74AHC-VHC14 TSSOP14 | 00495-SN74AHC14PWG4 18846-MC74VHC14DTG 00495-SN74AHC14PWE4 00495 SN74AHC14PW | TEXAS INSTRUMENTS ON SEMICONDUCTOR TEXAS INSTRUMENTS TEXAS INSTRUMENTS | STE
1812 | 8 |  | DS1-DS4,DS8-DS10,DS12-DS16 | CTAOOC | 2279219-2 | 1 | Standard | Each | 12.0 | LED GREEN LTST-C190G 0603 SMD | 18802 AP1608SGC 00941 HSMG-C190 11520 LTST-C190GKT 09050 PG1111C | KINGBRIGHT AVAGO TECHNOLOGIES LITE-ON STANLEY ELECTRIC CO LTD | STE
1813 | 8 |  | Y1 | CTAOOC | 2304499-20 | 4 | Standard | Each | 1.0 | CRYSTAL OSCILLATOR 12.288 MHZ, 3.3VOLTS, TTL_CMOS, 50PPM FREQ TOLERANCE, 5X7.5 BODY SIZE | 19133-EC2645TTS-12.288M 19214-KC7050C-12.2880-C30E00 05968-S1803B-12.2880 20038-124-12.288-1 05968-S1613B-12.2880 11718-CO4305S-12.288-T | ECLIPTEK AVX/KYOCERA PERICOM, FORMERLY SARONIX FOX ELECTRONICS PERICOM, FORMERLY SARONIX RALTRON (FORMERLY SHOWA) | STE
1814 | 8 |  | FL1-FL9,FL12-FL14 | CTAOOC | 2306384-4 | 1 | Restricted | Each | 12.0 | FERRITE BEAD 1000 OHM at 100 MHZ 400 MA RATING, 0603 PACKAGE | 02862 BLM18AG102SN1 | MURATA | STE
1815 | 8 |  | S1 | CTAOOC | 2253364-2 | 3 | Not Recommended | Each | 1.0 | SURFACE MOUNT DIP SWITCH, 4 POSITION GULL WING WITH POLYIMIDE TAPE SEAL MACHINE-INSERTABLE. WARNING: Unknown Whisker Risk | 05229-90HBW04PRT 00031-219004MST | GRAYHILL CTS CORP | STE
1816 | 8 |  | U4,U10-U12 | CTAOOC | 2274393-3 | 3 | Standard | Each | 4.0 | IC, RECEIVER RS422, QUAD, 3.3V, 1 ENABLE, AM26LV32, SO16, 85C | 00495-AM26LV32IDE4 00036-DS26LV32ATM NOPB 00495-DS26LV32ATM NOPB | TEXAS INSTRUMENTS NATIONAL SEMICONDUCTOR TEXAS INSTRUMENTS | STE
1817 | 8 |  | U25 | CTAOOC | 2274500-2 | 1 | Standard | Each | 1.0 | LOGIC INTERFACE RS-232 DRIVER-RECEIVER TSSOP 3 TO 5 V SUPPLY WITH ESD PROTECTION | 00495-MAX3232CPWE4 00124-ST3232ECTR 01649-ADM3202ARUZ | TEXAS INSTRUMENTS ST MICROELECTRONICS ANALOG DEVICES | STE
1818 | 8 |  | U23,U24 | CTAOOC | 2246237-2 | 3 | Standard | Each | 2.0 | DRIVER-RECEIVER UART WITH 16 BYTE FIFO 3.3-5V SUPPLY, 48-TQFP NOTE ONLY TI PART HAS AUTOFLOW CNTRL | 00495-TL16C550CPTG4 ZZE10-ST16C550CQ48-F | TEXAS INSTRUMENTS EXAR | STE
1819 | 8 |  | C5,C31,C41,C43,C45,C47 | CTAOOC | 2240282-15 | 2 | Standard | Each | 6.0 | CAPACITOR CERAMIC, X7R, 10UF, 10Percent, 16V, SMD 1206 | 03041-C3216X7R1C106K 08390-C1206C106K4RAC 11962-CC1206KKX7R7BB106 03041-C3216X7R1C106K160AC | TDK KEMET YAGEO TDK | STE
1820 | 8 |  | VR1 | CTAOOC | 2334692 | 1 | Restricted | Each | 1.0 | REGULATOR 3.3V OUTPUT LOW DROPOUT ANYCAP, 1.5A OUTPUT, SOT-223 | 01649-ADP3339AKCZ-3.3 | ANALOG DEVICES, INC. | STE
1821 | 6 | 33 |  | CTAAssembly | 5462310 | 2 | Release | Each | 1.0 | Console SPK ADJ. assembly |  |  | CCX
1822 | 6 | 35 |  | CTAComponent | 5482603 | 3 | Release | Each | 1.0 | Voice enable button |  |  | CCX
1823 | 6 | 37 |  | CTAComponent | C2106-M4-02 | 3 | Release | Each | 4.0 | Spring Lock Washer, M4, Zinc plated, Rohs Fastener | 24140-C2106-M4-02 | TR FORMAC DIV OF TR FASTENINGS | HLE
1824 | 6 | 38 |  | CTAComponent | 5498234 | 1 | Release | Each | 1.0 | Button washer |  |  | CCX
1825 | 6 | 36 |  | CTAComponent | 5491249 | 1 | Release | Each | 1.0 | Left knob bracket |  |  | CCX
1826 | 5 | 10 |  | ECCCollectorPart | 5479476 | 3 | Release | Each | 1.0 | Desk label collector |  |  | CCX
1827 | 5 | 9 |  | CTAComponent | 5491248 | 1 | Release | Each | 2.0 | Right washer |  |  | CCX
1828 | 5 | 8 |  | CTAComponent | 5491247 | 1 | Release | Each | 2.0 | Left washer |  |  | CCX
1829 | 5 | 11 |  | CTAComponent | 5120929 | 2 | Release | Each | 1.0 | Storm Console keyboard bracket |  |  | CCX
1830 | 5 | 12 |  | CTAComponent | 5161171 | 2 | Release | Each | 2.0 | Cable screw | 20284-5161171 | BOSSARD LTD. FASTENERS | HLE
1831 | 4 | 5 |  | CTAComponent | 5461759 | 1 | Release | Each | 40.0 | NYLON BINDING TIE CLAMP KSS CV-180 tie wrap 180x3.6mm Max Bundle Dia 46mm |  |  | HLE
1832 | 4 | 3 |  | ECCCollectorPart | 5452094 | 3 | Release | Each | 1.0 | Console cable collector |  |  | HLE
1833 | 5 | 11 |  | CTAComponent | 5451796 | 3 | Release | Each | 1.0 | Cabinet Interface Board Power Cable |  |  | CCX
1834 | 5 | 10 |  | CTAComponent | 5437756 | 1 | Release | Each | 1.0 | Cabinet door ground cable |  |  | HLE
1835 | 5 | 7 |  | CTAComponent | 5454302 | 2 | Release | Each | 1.0 | Console DSA LVDS Convert Cable |  |  | HLE
1836 | 5 | 6 |  | CTAComponent | 5455121 | 1 | Release | Each | 1.0 | Console DSA SYNC SIGNAL CABLE |  |  | HLE
1837 | 5 | 13 |  | CTAComponent | 5456161 | 2 | Release | Each | 1.0 | Cabinet PCU Real-time Control Cable |  |  | HLE
1838 | 5 | 12 |  | CTAComponent | 5456928 | 1 | Release | Each | 1.0 | Cabinet PCU ground cable |  |  | HLE
1839 | 5 | 5 |  | CTAComponent | 5455126 | 1 | Release | Each | 1.0 | Console DSA 1750 Card RT Control Cable |  |  | HLE
1840 | 5 | 1 |  | CTAComponent | 5453651 | 2 | Release | Each | 1.0 | Console Image Monitor Power Cable |  |  | CCX
1841 | 5 | 2 |  | CTAComponent | 5461517 | 1 | Release | Each | 1.0 | Console Workstation Power Cable |  |  | HLE
1842 | 5 | 4 |  | CTAComponent | 5446734 | 2 | Release | Each | 1.0 | Console Camera Link Cable |  |  | HLE
1843 | 5 | 3 |  | CTAComponent | 5455343 | 3 | Release | Each | 1.0 | Console Workstation-Gen Console COM Cable |  |  | CCX
1844 | 5 | 9 |  | CTAComponent | 5439492 | 3 | Release | Each | 1.0 | Console IF board-Gen console COM Cable |  |  | CCX
1845 | 5 | 8 |  | CTAComponent | 5443331 | 1 | Release | Each | 1.0 | Console PCU Communication Cable |  |  | HLE
1846 | 4 | 2 |  | ECCCollectorPart | 5444848 | 5 | Release | Each | 1.0 | Console cabinet assembly |  |  | CCX
1847 | 5 | 9 |  | CTAComponent | 2000-M4-03 | 3 | Release | Each | 1.0 | FLAT WASHER - NORMAL SERIES, ISO 7089, M4 CLASS 200H STEEL, ZINC PLATED RoHS FASTENER | 24140-M4/-/PWSTWA/TC1/DIN125 10487-2000-M4-03 A0996-BN 343 M4 CR6+FREE 24432-11103691 11060-M4NWSFSTZ6/125ATP | TR FORMAC DIV OF TR FASTENINGS OHTA BOSSARD FASTENAL ANIXTER | STM
1848 | 5 | 5 |  | CTAAssembly | 5445960 | 6 | Release | Each | 1.0 | Digital image subsystem |  |  | CCX
1849 | 6 | 4 |  | CTAComponent | 5460013 | 1 | Release | Each | 1.0 | Console Digital box Image Converter Board Power Cable |  |  | HLE
1850 | 6 | 6 |  | ECCCollectorPart | 5448915 | 3 | Release | Each | 1.0 | Software CD for Precision THUNIS-800+ RF system |  |  | CCX
1851 | 7 | 1 |  | CTAComponent | 5474003 | 3 | Release | Each | 1.0 | APR TST |  |  | CCX
1852 | 6 | 2 |  | CTAComponent | 5121183-ROHS | 2 | Release | Each | 1.0 | Digital image converting board |  |  | CCX
1853 | 6 | 5 |  | CTAComponent | 5440284 | 1 | Release | Each | 1.0 | Console Digital box Image Converter BNC Signal Cable |  |  | HLE
1854 | 6 | 1 |  | CTAAssembly | 5460503 | 4 | Release | Each | 1.0 | Digital box |  |  | CCX
1855 | 7 | 4 |  | CTAComponent | 5121177-ROHS | 2 | Release | Each | 1.0 | Image frame grabber |  |  | CCX
1856 | 7 | 1 |  | CTAComponent | 5440791 | 2 | Release | Each | 1.0 | USB mouse |  |  | CCX
1857 | 7 | 2 |  | CTAComponent | 5443246 | 3 | Release | Each | 1.0 | USB keyboard |  |  | CCX
1858 | 7 | 5 |  | CTAAssembly | 5458231 | 2 | Release | Each | 1.0 | Workstation x86 PC |  |  | CCX
1859 | 7 | 3 |  | CTAComponent | 5121174-ROHS | 2 | Release | Each | 1.0 | 1750 PCI Digital IO Card |  |  | CCX
1860 | 5 | 2 |  | CTAAssembly | 5438415 | 5 | Release | Each | 1.0 | Console cabinet |  |  | CCX
1861 | 6 | 2 |  | CTAComponent | 1007-M4C016-14 | 1 | Release | Each | 2.0 | Phillips Pan Head Screw, ISO 7045, M4-0.7, X16mm Long, Grade 4.8 Steel, Zinc Plated, RoHS Fastener | 20589-10948-03572 11060-M4C16MXPSTZ6/7985 | FASTENAL COMPANY ANIXTER | STM
1862 | 6 | 3 |  | CTAComponent | 2000-M4-03 | 3 | Release | Each | 7.0 | FLAT WASHER - NORMAL SERIES, ISO 7089, M4 CLASS 200H STEEL, ZINC PLATED RoHS FASTENER | 24140-M4/-/PWSTWA/TC1/DIN125 10487-2000-M4-03 A0996-BN 343 M4 CR6+FREE 24432-11103691 11060-M4NWSFSTZ6/125ATP | TR FORMAC DIV OF TR FASTENINGS OHTA BOSSARD FASTENAL ANIXTER | STM
1863 | 6 | 1 |  | CTAComponent | 1007-M4C010-14 | 2 | Release | Each | 5.0 | Phillips Pan Head Screw, ISO 7045, M4-0.7, X10mm Long, Grade 4.8 Steel, Zinc Plated, RoHS Fastener | 11060-M4C10MXPSTZ6/7985 20589-10948-03570 24140-M4/10/PPSTMC/TC1/ISO7045 | ANIXTER FASTENAL COMPANY TR FORMAC DIV OF TR FASTENINGS | STM
1864 | 6 | 8 |  | CTAComponent | 5445416-4 | 1 | Release | Each | 1.0 | AVID PRODUCTS STEEL P-CLAMP or R-clamp DIA9.5, WIDE12.7,19243-SCP-6-325-265 |  |  | HLE
1865 | 6 | 7 |  | CTAComponent | 5445416-2 | 1 | Release | Each | 2.0 | AVID PRODUCTS STEEL P-CLAMP or R-clamp DIA6.4, WIDE9.7, 19243-SCP-4-323-203 |  |  | HLE
1866 | 6 | 5 |  | CTAComponent | 5438742 | 2 | Release | Each | 2.0 | Fuse Holder |  |  | CCX
1867 | 6 | 6 |  | CTAComponent | 5440286 | 2 | Release | Each | 1.0 | terminal board |  |  | CCX
1868 | 6 | 4 |  | CTAComponent | 5168929 | 1 | Release | Each | 3.0 | copper socket |  |  | HLE
1869 | 6 | 10 |  | CTAComponent | C2106-M4-02 | 3 | Release | Each | 7.0 | Spring Lock Washer, M4, Zinc plated, Rohs Fastener | 24140-C2106-M4-02 | TR FORMAC DIV OF TR FASTENINGS | HLE
1870 | 6 | 9 |  | CTAAssembly | 5459476 | 3 | Release | Each | 1.0 | Cabinet box |  |  | CCX
1871 | 7 | 2 |  | CTAComponent | 1007-M2C006-14 | 1 | Release | Each | 4.0 | Phillips Pan Head Screw, ISO 7045, M2-0.4, X6mm Long, Grade 4.8 Steel, Zinc Plated, RoHS Fastener | 20589-10948-03557 11060-M2C6MXPSTZ6/7985 | FASTENAL COMPANY ANIXTER | STM
1872 | 7 | 3 |  | CTAComponent | 1007-M4C010-14 | 2 | Release | Each | 70.0 | Phillips Pan Head Screw, ISO 7045, M4-0.7, X10mm Long, Grade 4.8 Steel, Zinc Plated, RoHS Fastener | 11060-M4C10MXPSTZ6/7985 20589-10948-03570 24140-M4/10/PPSTMC/TC1/ISO7045 | ANIXTER FASTENAL COMPANY TR FORMAC DIV OF TR FASTENINGS | STM
1873 | 7 | 4 |  | CTAComponent | 1007-M6C012-14 | 1 | Release | Each | 1.0 | Phillips Pan Head Screw, ISO 7045, M6-1, X12mm Long, Grade 4.8 Steel, Zinc Plated, RoHS Fastener | 20589-10948-03583 11060-M6C12MXPSTZ6/7985 | FASTENAL COMPANY ANIXTER | STM
1874 | 7 | 1 |  | CTAComponent | 1000-M6C020-04 | 4 | Release | Each | 4.0 | Hexagon Socket Head Cap Screw, M6-1, X20mm Long, Grade 8.8 Steel, Zinc Plated, RoHS Fastener | 11060-M6C20KCSC9Z6/912 10487-1000-M6C020-04 24140-M6/20/SOHTCS/TC1D/DIN912 20589-10948-03240 A0996-BN 4 M6 x 20mm CR6+FREE | ANIXTER OHTA TR FORMAC DIV OF TR FASTENINGS FASTENAL COMPANY BOSSARD | STM
1875 | 7 | 6 |  | CTAComponent | 1010-M4C010-14 | 2 | Release | Each | 6.0 | Phillips Flat Head Screw, ISO 7046, M4-0.7, X10mm Long, Grade 4.8 Steel, Zinc Plated, RoHS Fastener | 20589-10948-03508 11060-M4C10MXFSTZ6/965A 24140-M4/10/KPSTMC/TC1/DIN965 | FASTENAL COMPANY ANIXTER TR FORMAC DIV OF TR FASTENINGS | STM
1876 | 7 | 8 |  | CTAComponent | 2000-M6-03 | 3 | Release | Each | 21.0 | Flat Washer, ISO7089, M6, Steel 200HV, Zinc Plated, RoHS Fastener | 20589-10948-03457 10487-2000-M6-03 11060-M6NWSFSTZ6/125ATP 24140-M6/-/PWSTWA/TC1/DIN125 | FASTENAL COMPANY OHTA ANIXTER TR FORMAC DIV OF TR FASTENINGS | STM
1877 | 7 | 7 |  | CTAComponent | 2000-M4-03 | 3 | Release | Each | 54.0 | FLAT WASHER - NORMAL SERIES, ISO 7089, M4 CLASS 200H STEEL, ZINC PLATED RoHS FASTENER | 24140-M4/-/PWSTWA/TC1/DIN125 10487-2000-M4-03 A0996-BN 343 M4 CR6+FREE 24432-11103691 11060-M4NWSFSTZ6/125ATP | TR FORMAC DIV OF TR FASTENINGS OHTA BOSSARD FASTENAL ANIXTER | STM
1878 | 7 | 5 |  | CTAComponent | 1010-M3C008-14 | 1 | Release | Each | 2.0 | Phillips Flat Head Screw, ISO 7046, M3-0.5, X8mm Long, Grade 4.8 Steel, Zinc Plated, RoHS Fastener | 20589-10948-03502 11060-M3C8MXFSTZ6/965A | FASTENAL COMPANY ANIXTER | STM
1879 | 7 | 9 |  | CTAComponent | 5439736 | 1 | Release | Each | 2.0 | Foot cable bundler |  |  | CCX
1880 | 7 | 14 |  | CTAComponent | 5449387 | 1 | Release | Each | 2.0 | Workstation limiter |  |  | CCX
1881 | 7 | 15 |  | CTAAssembly | 5449388 | 1 | Release | Each | 1.0 | Cabinet door |  |  | CCX
1882 | 8 | 1 |  | CTAComponent | 5441349 | 1 | Release | Each | 1.0 | Cabinet door cover |  |  | CCX
1883 | 8 | 2 |  | CTAComponent | 5457198 | 1 | Release | Each | 2.0 | Cabinet door holder |  |  | CCX
1884 | 7 | 12 |  | CTAComponent | 5446200 | 1 | Release | Each | 1.0 | Copper grounding bar |  |  | CCX
1885 | 7 | 10 |  | CTAComponent | 5440503 | 2 | Release | Each | 1.0 | Electric component bracket |  |  | CCX
1886 | 7 | 13 |  | CTAComponent | 5446201 | 2 | Release | Each | 2.0 | caster |  |  | CCX
1887 | 7 | 11 |  | CTAAssembly | 5499826 | 1 | Release | Each | 1.0 | Cabinet rear cover |  |  | CCX
1888 | 8 | 2 |  | CTAComponent | 5496758 | 1 | Release | Each | 1.0 | Cabinet rear cover rib |  |  | CCX
1889 | 8 | 1 |  | CTAComponent | 5450648 | 1 | Release | Each | 1.0 | Cabinet rear cover plate |  |  | CCX
1890 | 7 | 16 |  | CTAComponent | 5451426 | 2 | Release | Each | 2.0 | caster with brake |  |  | CCX
1891 | 7 | 17 |  | CTAComponent | 5452025 | 1 | Release | Each | 4.0 | Cable Gate |  |  | CCX
1892 | 7 | 18 |  | CTAComponent | 5454748 | 1 | Release | Each | 1.0 | Locking plate |  |  | CCX
1893 | 7 | 19 |  | CTAComponent | 5459475 | 1 | Release | Each | 1.0 | Top cable bundler |  |  | CCX
1894 | 7 | 21 |  | CTAComponent | 5462481 | 1 | Release | Each | 1.0 | Cabinet left cover plate |  |  | CCX
1895 | 7 | 23 |  | CTAComponent | 5491219 | 1 | Release | Each | 4.0 | pad |  |  | CCX
1896 | 7 | 22 |  | CTAComponent | 5491152 | 1 | Release | Each | 1.0 | Switch power bracket |  |  | CCX
1897 | 7 | 20 |  | CTAComponent | 5460240 | 2 | Release | Each | 1.0 | Lock |  |  | CCX
1898 | 7 | 24 |  | CTAAssembly | 5491221 | 3 | Release | Each | 1.0 | Cabinet frame |  |  | CCX
1899 | 8 | 1 |  | CTAComponent | 5437395 | 2 | Release | Each | 1.0 | Cabinet frame base |  |  | CCX
1900 | 8 | 3 |  | CTAComponent | 5449847 | 1 | Release | Each | 1.0 | Cabinet frame rear beam |  |  | CCX
1901 | 8 | 2 |  | CTAComponent | 5439738 | 1 | Release | Each | 1.0 | Cabinet frame front beam |  |  | CCX
1902 | 8 | 7 |  | CTAComponent | 5497941 | 1 | Release | Each | 18.0 | nut block for column |  |  | CCX
1903 | 8 | 6 |  | CTAComponent | 5497940 | 1 | Release | Each | 2.0 | nut block for column |  |  | CCX
1904 | 8 | 5 |  | CTAComponent | 5495367 | 2 | Release | Each | 1.0 | Workstation install base |  |  | CCX
1905 | 8 | 4 |  | CTAComponent | 5491226 | 1 | Release | Each | 2.0 | Caster install base |  |  | CCX
1906 | 8 | 8 |  | CTAComponent | 5500903 | 1 | Release | Each | 2.0 | PS800R cabinet caster install plate |  |  | CCX
1907 | 7 | 26 |  | CTAComponent | 5495366 | 1 | Release | Each | 1.0 | Door adjuster |  |  | CCX
1908 | 7 | 25 |  | CTAAssembly | 5491227 | 1 | Release | Each | 2.0 | Cabinet door bracket |  |  | CCX
1909 | 8 | 1 |  | CTAComponent | 5439737 | 1 | Release | Each | 1.0 | Cabinet door bracket base |  |  | CCX
1910 | 8 | 2 |  | CTAComponent | 5491233 | 1 | Release | Each | 1.0 | Cabinet door bracket connector |  |  | CCX
1911 | 8 | 3 |  | CTAComponent | 5491234 | 1 | Release | Each | 1.0 | Cabinet door shaft |  |  | CCX
1912 | 7 | 30 |  | CTAComponent | 1000-M6C014-04 | 1 | Release | Each | 16.0 | Hexagon Socket Head Cap Screw, M6-1, X14mm Long, Grade 8.8 Steel, Zinc Plated, RoHS Fastener | 10487-1000-M6C014-04 | OHTA | STM
1913 | 7 | 29 |  | CTAComponent | C2106-M6-02 | 3 | Release | Each | 21.0 | Spring Lock Washer, M6, Zinc plated, Rohs Fastener | 24140-C2106-M6-02 | TR FORMAC DIV OF TR FASTENINGS | HLE
1914 | 7 | 28 |  | CTAComponent | C2106-M4-02 | 3 | Release | Each | 54.0 | Spring Lock Washer, M4, Zinc plated, Rohs Fastener | 24140-C2106-M4-02 | TR FORMAC DIV OF TR FASTENINGS | HLE
1915 | 5 | 7 |  | CTAComponent | 5462293 | 2 | Release | Each | 1.0 | Switch Power |  |  | CCX
1916 | 5 | 11 |  | CTAComponent | C2106-M4-02 | 3 | Release | Each | 1.0 | Spring Lock Washer, M4, Zinc plated, Rohs Fastener | 24140-C2106-M4-02 | TR FORMAC DIV OF TR FASTENINGS | HLE
1917 | 5 | 10 |  | CTAComponent | 3000-M4C-04 | 5 | Release | Each | 1.0 | Hexagon Nut, ISO4032, M4-0.7, Grade 8 Steel, Zinc Plated, RoHS Fastener | 24140-M4/-/HFH8-/TC1D/DIN934 A0996-BN117 M4 CR6+FREE 20589-10948-03686 11060-M4CNFHC7Z6/934 | TR FORMAC DIV OF TR FASTENINGS BOSSARD FASTENAL COMPANY ANIXTER | STM
1918 | 5 | 6 |  | CTAComponent | 5452637 | 3 | Release | Each | 1.0 | Cabinet Power Harness |  |  | HLE
1919 | 5 | 1 |  | CTAComponent | 5132190 | 1 | Release | Each | 1.0 | Thales PCU and PCU power cable. For TH800 and TH800 |  |  | HLE
1920 | 5 | 8 |  | CTAAssembly | 5473934 | 5 | Release | Each | 1.0 | IF Board Assembly |  |  | CCX
1921 | 6 | 2 |  | CTACircuitBoard | 5436648 | 4 | Release | Each | 1.0 | Precision THUNIS-800+ IF board |  |  | CCX
1922 | 7 |  | C53 | CTAOOC | 2183937-3 | 2 | Standard | Each | 1.0 | CAPA TANT 2,2UF 10% 35V 3528 | 08390-T491B225K035AT 19214-TAJB225K035RNJ | KEMET AVX/KYOCERA | STE
1923 | 7 |  | J8, J10 | CTAOOC | 2137666-4 | 0 | Not Recommended | Each | 2.0 | CONNECTOR 5 CONTACTS 600 VOLTS 3 AMP SINGLE ROW .125~ STRAIGHT HEADER WITH POLARIZATION SLOTS | 01525 70545-0039 | MOLEX | CXR
1924 | 7 |  | J5 | CTAOOC | 2213608-2 | 6 | Standard | Each | 1.0 | CONNEC SUBD 15C PWB STR RECEP+440LK | 00214-D15S24A6GV00LF 10099-09 66 251 5513 | FCI HARTING | STE
1925 | 7 |  | C54 | CTAOOC | 2235239 | 3 | Standard | Each | 1.0 | CAPACITOR X7R 2.2NF 10 PERCENT 50V 0603 | 18981-VJ0603Y222KXA 11962-CC0603KRX7R9BB222 03041-C1608X7R1H222K | VISHAY YAGEO TDK | STE
1926 | 7 |  | J17 | CTAOOC | 2213608-3 | 7 | Standard | Each | 1.0 | CONNEC SUBD 25C PWB STR RECEP+440LKC | 10099-09 66 351 5513 00214-D25S24A6GV00LF | HARTING FCI | STE
1927 | 7 |  | J7 | CTAOOC | 2213607-4 | 8 | Standard | Each | 1.0 | CONNEC SUBD 37C PWB STR PLUG+440LK | 00214-D37P24A6GV00LF 10099-09 65 461 5713 | FCI HARTING | STE
1928 | 7 |  | J3, J4 | CTAOOC | 2213607-3 | 8 | Standard | Each | 2.0 | CONNEC SUBD 25C PWB STR PLUG+440LK | 00214-D25P24A6GV00LF 10099-09 65 361 5713 | FCI HARTING | STE
1929 | 7 |  | J14 | CTAOOC | 2186198-9 | 2 | Standard | Each | 1.0 | CONNECTOR 5.08MM MSTBA, 1X5POS HEADER, RIGHT ANGLE, TINNED, PWB2.4 | 11675 1757271 18996-796638-5 | PHOENIX CONTACTS TE CONNECTIVITY | STE
1930 | 7 |  | C49, C56, C60 | CTAOOC | 2298052 | 5 | Standard | Each | 3.0 | U6203CS CAPACITOR FIXED 100 uFARADS | 07092-EEEHA1C101WP 06533-UWZ1C101MCL1GB | PANASONIC NICHICON CORPORATION | STE
1931 | 7 |  | PS1 | CTAOOC | 2252400-4 | 1 | Restricted | Each | 1.0 | POWER SUPPLY 5 VOLTS 306m AMPS 5 VOL REGULATED, 1000V ISOLATION, SO-28 | 00495-DCR010505UE4 | TEXAS INSTRUMENTS | STE
1932 | 7 |  | S2 | CTAOOC | 2253364-2 | 3 | Not Recommended | Each | 1.0 | SURFACE MOUNT DIP SWITCH, 4 POSITION GULL WING WITH POLYIMIDE TAPE SEAL MACHINE-INSERTABLE. WARNING: Unknown Whisker Risk | 05229-90HBW04PRT 00031-219004MST | GRAYHILL CTS CORP | STE
1933 | 7 |  | U18 | CTAOOC | 2276618-3 | 1 | Not Recommended | Each | 1.0 | PROGRAMMABLE LOGIC DEVICE FPGA | 10208-EP1K100QC208-3N | ALTERA | STE
1934 | 7 |  | DS32-DS38 | CTAOOC | 2279219-3 | 1 | Standard | Each | 7.0 | LED YEL LTST-C190Y 0603 SMD | 09050 AY1111C 00941 HSMY-C190 11520 LTST-C190YKT 18802 AP1608YC | STANLEY ELECTRIC CO LTD AVAGO TECHNOLOGIES LITE-ON KINGBRIGHT | STE
1935 | 7 |  | DS1-DS31 | CTAOOC | 2279219-2 | 1 | Standard | Each | 31.0 | LED GREEN LTST-C190G 0603 SMD | 18802 AP1608SGC 00941 HSMG-C190 11520 LTST-C190GKT 09050 PG1111C | KINGBRIGHT AVAGO TECHNOLOGIES LITE-ON STANLEY ELECTRIC CO LTD | STE
1936 | 7 |  | U19, U20 | CTAOOC | 2246237-2 | 3 | Standard | Each | 2.0 | DRIVER-RECEIVER UART WITH 16 BYTE FIFO 3.3-5V SUPPLY, 48-TQFP NOTE ONLY TI PART HAS AUTOFLOW CNTRL | 00495-TL16C550CPTG4 ZZE10-ST16C550CQ48-F | TEXAS INSTRUMENTS EXAR | STE
1937 | 7 |  | U13 | CTAOOC | 2240583 | 1 | Standard | Each | 1.0 | CONFIGURATION SERIAL EPROM, 2M FLASH | 10208-EPC2LC20N | ALTERA | STE
1938 | 7 |  | C13-C18, C20, C21, C55 | CTAOOC | 2240282-7 | 3 | Standard | Each | 9.0 | CAPA X7R 1UF 10% 25V 1206 | 19214-12063C105KAT 08390 C1206C105K3RAC | AVX/KYOCERA KEMET | STE
1939 | 7 |  | J13 | CTAOOC | 46-230149P2 | 2 | Restricted | Each | 1.0 | CONNECTOR COAXIAL, BNC 50 OHM, STRAIGHT RECEPTACLE, PWB, METAL BODY, GOLD CONTACT, NICKEL PLATE OVER BRASS. MOUNTS TO CIRCUIT BOARD WITH SOLDER MOUNTING POSTS. DOES NOT COME WITH MOUNTING HW. MUST SPEC: WASHER 46-287874P1 AND HEX NU 46-230097P1 | 18996-5227673-1 | TE CONNECTIVITY | STE
1940 | 7 |  | S1 | CTAOOC | 46-257883P1 | 6 | Standard | Each | 1.0 | SWITCH, MOMENTARY PUSH BUTTON, SPST NO, R.A. HORIZONTAL, 0.4VA at 20VAC-DC, 100MA MAX, PWB THRU HOLE | 03368 EP11SD1ABE 11624-AB11AH-RO 11624-AB11AH | C&K COMPONENTS NKK SWITCHES NKK SWITCHES | STE
1941 | 7 |  | J9 | CTAOOC | 46-221802P9 | 1 | Not Recommended | Each | 1.0 | CONNECTOR_NEW 6 POSITION PIN HEADER TIN PLATING, POWER CONNECTOR. WARNING: Unknown Whisker Risk | 18996-640500-5 | TE CONNECTIVITY | STE
1942 | 7 |  | C47, C58 | CTAOOC | 2378166 | 4 | Standard | Each | 2.0 | U6211CS CAPACITOR FIXED 10U FARADS | 06533-UWZ1V100MCL1GB 07092-EEEHA1V100R 10220-EMVE350ADA100ME55G | NICHICON CORPORATION PANASONIC CHEMI-CON | STE
1943 | 7 |  | J6 | CTAOOC | 2407021 | 0 | Not Recommended | Each | 1.0 | U0138FD CONNECTOR_NEW D-SUB 9 EACH | 00234 787176-1 00214 D09P91C6PV00 | TE CONNECTIVITY / AMP FCI | YEN
1944 | 7 |  | J15 | CTAOOC | 46-221703P17 | 4 | Restricted | Each | 1.0 | CONNECTOR, 2.54MM, 2X25POS, STRAIGHT, LONG LATCHES, 4-WALL AMP PART IS RESTRICTED DUE TO THE FACT THAT IT REQUIRES A .250 LONG SCREW TO RETAIN IT. | 00266-N3433-6303RB | 3M (MINNESOTA MINING MFG) | STE
1945 | 7 |  | J2 | CTAOOC | 2374435-2 | 1 | Restricted | Each | 1.0 | CONNECTOR_NEW D-SUB PLASTIC SHELL 9 PIN VERTICAL RECEPTACLE | 18996-5745076-4 | TE CONNECTIVITY | STE
1946 | 7 |  | J1 | CTAOOC | 2328273 | 0 | Restricted | Each | 1.0 | CONNEC 3/U-FIT 2X3C R-A HEADER | 01525 43045-0600 | MOLEX | EUR
1947 | 7 |  | R3-R9, R25-R27, R46, R49, R62, R65, R77-R80, R82, R83, R86, R87, R94, R95, R98, R99, R106, R110-R112, R125-R130, R132, R133, R139-R219, R229-R231, R238-R248 | CTAOOC | 46-312792P124 | 5 | Standard | Each | 133.0 | RESISTOR 4.99k OHMS 1 % .125 WATTS | 11962-RC0805FR-074K99L 18981-CRCW08054K99FKE 06725-RK73H2ATTD4991F 00006-WCR0805LF4991F 05498-MC08054991FTW 02254-MCR10EZPF4991 | YAGEO VISHAY KOA IRC RCD COMPONENTS INC. ROHM | STE
1948 | 7 |  | R10-R24, R30-R44, R50-R61, R220-R228 | CTAOOC | 46-312792P127 | 5 | Standard | Each | 51.0 | RESISTOR 6.81k OHMS 1 PERCENT .125 WATTS | 11962-RC0805FR-076K81L 05498-MC08056811FTW 00006-WCR0805LF6811F 06725-RK73H2ATTD6811F 18981-CRCW08056K81FKE 02254-MCR10EZPF6811 | YAGEO RCD COMPONENTS INC. IRC KOA VISHAY ROHM | STE
1949 | 7 |  | R1, R2, R81, R84, R85, R88-R93, R96, R97, R100-R104, R113-R120, R122-R124, R134-R137, R232-R235 | CTAOOC | 46-312792P17 | 2 | Standard | Each | 37.0 | RESISTOR 475 OHMS 1 % .125 WATTS 100V 0805 CASE SIZE THICK FILM +-100 PPM/C | 11962-RC0805FR-07475RL 00006-WCR0805LF4750F 18981-CRCW0805475RFKE 05498-MC08054750FTW | YAGEO IRC VISHAY RCD COMPONENTS INC. | STE
1950 | 7 |  | R48 | CTAOOC | 46-312792P18 | 2 | Standard | Each | 1.0 | RESISTOR 10 OHMS 1 PERCENT .125 WATTS SURFACE MOUNTING 100PPM/DEG C 100V L .079 W .050 T .018 | 18981-CRCW080510R0FKE 11962-RC0805FR-0710RL 05498-MC080510R0FTW 00006-WCR0805LF10R0F | VISHAY YAGEO RCD COMPONENTS INC. IRC | STE
1951 | 7 |  | R28, R29, R45, R47, R63, R64, R66-R69 | CTAOOC | 46-312792P13 | 4 | Standard | Each | 10.0 | RESISTOR 1k OHMS 1 PERCENT .125 WATTS 0805 CASE SIZE | 11623-NRC10F1001TRF 05498-MC08051001FTW 18981-CRCW08051K00FKE 06725-RK73H2ATTD1001F 00006-WCR0805LF1001F | NIC COMPONENTS CORPORATION RCD COMPONENTS INC. VISHAY KOA IRC | STE
1952 | 7 |  | TP1-TP14 | CTAOOC | 46-301752P5 | 3 | Standard | Each | 14.0 | CONNECTOR 1 CONTACTS SURFACE MOUNT PRINTED CIRCUIT TEST POINTS | 04947 5016 ZZC70-TP-107-02-1-T | KEYSTONE ELECTRONICS CORP COMPONENTS CORPORATION | STE
1953 | 7 |  | K1-K10 | CTAOOC | 46-312336P2 | 3 | Standard | Each | 10.0 | RELAY SMD, DPDT, 5V SINGLE SIDE STABLE COIL, 5V, SURFACE MOUNT, 2 FORM C, TQ2SA-5V | 07092-TQ2SA-5V | PANASONIC | STE
1954 | 7 |  | J11 | CTAOOC | 46-289446P7 | 1 | Restricted | Each | 1.0 | CONNECTOR 2 CONTACTS 250 VOLTS 3 AMP SINGLE ROW, RIGHT ANGLE LOW PROFILE | 01525 70553-0001 | MOLEX | STE
1955 | 7 |  | D1-D31 | CTAOOC | 46-315841P2 | 1 | Standard | Each | 31.0 | SEMICONDUCTOR:DIODE 75 VOLTS 200m AM HIGH CONDUCTANCE LOW LEAKAGE SOT-23 | 18846-BAS116LT1G | ON SEMICONDUCTOR | STE
1956 | 7 |  | C1-C12,C19,C22,C23, C24,C25,C26,C27,C28,C29,C30,C31,C32,C33,C34,C35,C36,C37,C38,C39,C40,C41,C42,C43,C44,C45,C46,C48,C50,C51,C52,C57,C59,C61,C62,C63,C64,C65,C66,C67,C68,C69,C70,C71,C72,C73,C74,C75,C76,C77,C78,C79,C80,C81,C82,C83,C84,C85,C86,C87,C88 | CTAOOC | 2187107-6 | 3 | Not Recommended | Each | 72.0 | CAPACITOR FIXED .1u FARADS 50 VOLTS | 08390 C0805C104K5RAC 07945-CL21B104KBCNNNC | KEMET SAMSUNG | STE
1957 | 7 |  | U11 | CTAOOC | 46-320871P2 | 1 | Restricted | Each | 1.0 | POWER SUPPLY SUPERVISOR WITH RESET SOP8 MAX701 | 07438-MAX701CSA+ | MAXIM INTEGRATED PRODUCTS | STE
1958 | 7 |  | R105 | CTAOOC | 46-312792P57 | 3 | Standard | Each | 1.0 | RESISTOR 100k OHMS 1 PERCENT .125 WATTS 0805 PACKAGE 100 VOLTS | 05498-MC08051003FTW 06725-RK73H2ATTD1003F 18981-CRCW0805100KFKE 00006-WCR0805LF1003F | RCD COMPONENTS INC. KOA VISHAY IRC | STE
1959 | 7 |  | R108, R109 | CTAOOC | 46-312792P7 | 4 | Standard | Each | 2.0 | RESISTOR 10k OHMS 1 PERCENT .125 WATTS SURFACE MOUNTING 0805 PACKAGE 100 PPM/DEGREE C 100V L .079 W .050 T .018 | 11623-NRC10F1002TRF 05498-MC08051002FTW 18981-CRCW080510K0FKE 00006-WCR0805LF1002F 06725-RK73H2ATTD1002F | NIC COMPONENTS CORPORATION RCD COMPONENTS INC. VISHAY IRC KOA | STE
1960 | 7 |  | R107 | CTAOOC | 46-312792P41 | 3 | Standard | Each | 1.0 | RESISTOR 1M OHMS 1 % .125 WATTS | 18981-CRCW08051M00FKE 06725-RK73H2ATTD1004F 00006-WCR0805LF1004F 05498-MC08051004FTW | VISHAY KOA IRC RCD COMPONENTS INC. | STE
1961 | 7 |  | R70-R76, R121, R131, R138, R236, R237 | CTAOOC | 46-312792P187 | 7 | Standard | Each | 12.0 | RESISTOR 200 OHMS 1 PERCENT .125 WATTS | 06725-RK73H2ATTD2000F 18981-CRCW0805200RFKE 00006-WCR0805LF2000F 11962-RC0805FR-07200RL 05498-MC08052000FTW 02254-MCR10EZPF2000 | KOA VISHAY IRC YAGEO RCD COMPONENTS INC. ROHM | STE
1962 | 7 | 1 |  | CTAOOC | 46-311182P1 | 4 | Restricted | Each | 1.0 | 20-PIN PLCC WITHOUT LOCATING POST AMP 20-PIN PLCC SOCKET CHANGED TO PA RT WITH NO LOCATING POST. QF | 18996-822516-3 | TE CONNECTIVITY | STE
1963 | 7 |  | U7,U8,U10,U12,U22,U25,U31 | CTAOOC | 2364058-4 | 1 | Standard | Each | 7.0 | I.C PHOTOCOUP X4 SOL16 4.4MM | 18981-TCMT4100 22942-ACPL-247-560E | VISHAY AVAGO | STE
1964 | 7 | 3 |  | CTAComponent | 516A770P408 | 0 | Release | Each | 2.0 | SCREW SCREW OLD F65D6B1 BLK OX |  |  | CXR
1965 | 7 | 4 |  | CTAComponent | 5343400-2 | 1 | Release | Each | 10.0 | NYLON WAHER, RICHCO NWE-34815-M3 |  |  | HWE
1966 | 7 |  | U1-U6, U9, U14-U17, U21, U24, U26, U29, U30, U32 | CTAComponent | 5483237 | 1 | Release | Each | 17.0 | HEX SCHMITT-TRIGGER INVERTER,TSSOP14 SMT,Countinuous output current up to 50mA. |  |  | CCX
1967 | 7 |  | G1 | CTAComponent | 5483194 | 1 | Release | Each | 1.0 | 6.144M,5V input, 5x7mm SMT,Crystal oscillator. |  |  | CCX
1968 | 7 | 2 |  | CTACircuitBoard | 5450459 | 1 | Release | Each | 1.0 | PWB for Precision THUNIS-800+ IF Board |  |  | HLE
1969 | 7 |  | U23, U27 | CTAOOC | 2114542-2 | 2 | Standard | Each | 2.0 | INT TRANSC 232E SOLP16 .3 SMD | 01649-ADM1181AARWZ | ANALOG DEVICES, INC. | STE
1970 | 7 |  | J16 | CTAOOC | 2137666 | 1 | Standard | Each | 1.0 | CONNECTOR 2 CONTACTS 600 VOLTS 3 AMP SINGLE ROW .120 STRAIGHT HEADER WITH POLARIZATION SLOTS. | 01525 70545-0036 | MOLEX | STE
1971 | 7 |  | Q1-Q3 | CTAOOC | 2111738 | 3 | Standard | Each | 3.0 | SEMICONDUCTOR:TRANSISTOR .5 AMPS 25m | 00495-ULN2803ADWG4 03439-ULN2803AFWG | TEXAS INSTRUMENTS TOSHIBA | STA
1972 | 7 |  | VR2 | CTAOOC | 2105122-4 | 1 | Standard | Each | 1.0 | 2.5 V FIXED VOLTAGE REGULATOR 800 MA INTERNAL OVERCURRENT LIMITING CIRCUITRY, SURFACE MOUNT. | 06921-LT1118CST-2.5#PBF | LINEAR TECHNOLOGY | STE
1973 | 7 |  | J12 | CTAOOC | 2106009-6 | 1 | Restricted | Each | 1.0 | CONNEC LOW-PROF TRANSI 10C HEAD STR | 01940 821-A010P-AM-A00 00214-75869-101LF 00266-N2510-6002RB 10099-09 18 510 6324 18996-5103308-1 | AMPHENOL FCI 3M (MINNESOTA MINING MFG) HARTING TE CONNECTIVITY | STE
1974 | 7 |  | VR1 | CTAOOC | 2105122-2 | 3 | Standard | Each | 1.0 | REGULATOR AND REFERENCE VOLTAGE REGU INTERNAL OVERCURRENT LIMITING CIRCUITRY | 06921-LT1117CST-3.3#PBF 00495-REG1117-3.3G4 00036-LM1117MPX-3.3/NOPB 00495-LM1117MPX-3.3/NOPB | LINEAR TECHNOLOGY TEXAS INSTRUMENTS NATIONAL SEMICONDUCTOR TEXAS INSTRUMENTS | STE
1975 | 6 | 1 |  | CTASoftware | 5473582 | 1 | Release | Each | 1.0 | CONSOLE INTERFACE BOARD FPGA LOGIC |  |  | HLE
1976 | 5 | 4 |  | CTAComponent | 5445936 | 1 | Release | Each | 1.0 | Cabinet Power Terminal Harness |  |  | HLE
1977 | 5 | 3 |  | CTAComponent | 5441129 | 3 | Release | Each | 1.0 | Switch Power |  |  | CCX
1978 | 4 | 6 |  | ECCCollectorPart | 5498550 | 1 | Release | Each | 1.0 | pt800+ console fuse collector |  |  | CCX
1979 | 5 |  | 8A fuse | CTAComponent | 5447604 | 1 | Release | Each | 2.0 | 8A Fuse |  |  | HLE
1980 | 4 | 1 |  | CTAComponent | 5119258-ROHS | 4 | Release | Each | 1.0 | Storm console footswitch assembly |  |  | CCX
1981 | 3 | 6 |  | CTAAssembly | 5439221 | 3 | Release | Each | 1.0 | PDU for Precision THUNIS-800+ |  |  | HLE
1982 | 3 | 11 |  | ECCCollectorPart | 5439215 | 2 | Release | Each | 1.0 | MIS cables for Precision THUNIS-800+ |  |  | HLE
1983 | 4 | 2 |  | CTAComponent | 5450388 | 1 | Release | Each | 1.0 | MIS PCU Generator Interface Cable |  |  | HLE
1984 | 4 | 3 |  | CTAComponent | 5437146 | 3 | Release | Each | 1.0 | MIS II Power and Control Cable |  |  | HLE
1985 | 4 | 4 |  | CTAComponent | 5442714 | 1 | Release | Each | 1.0 | MIS CPI Input Power Cable1 U |  |  | HLE
1986 | 4 | 5 |  | CTAComponent | 5438694 | 1 | Release | Each | 1.0 | MIS CPI Input Power Cable3 W |  |  | HLE
1987 | 4 | 1 |  | CTAComponent | 5462260 | 2 | Release | Each | 1.0 | MIS IF board Generator IF board Interface Cable |  |  | HLE
1988 | 4 | 10 |  | CTAComponent | 5451170 | 2 | Release | Each | 1.0 | MIS IF board Generator Digital Interface Cable |  |  | HLE
1989 | 4 | 11 |  | CTAComponent | 5449152 | 1 | Release | Each | 1.0 | MIS System Console Power Cable |  |  | HLE
1990 | 4 | 9 |  | CTAComponent | 5451169 | 1 | Release | Each | 1.0 | MIS System Console Ground Cable |  |  | HLE
1991 | 4 | 7 |  | CTAComponent | 5440236 | 3 | Release | Each | 1.0 | MIS PDU Power ON Cable 2 core |  |  | CCX
1992 | 4 | 8 |  | CTAComponent | 5440237 | 1 | Release | Each | 1.0 | MIS PDU CPI Ground Cable 4# |  |  | HLE
1993 | 4 | 6 |  | CTAComponent | 5456162 | 1 | Release | Each | 1.0 | MIS CPI Input Power Cable2 V |  |  | HLE
1994 | 4 | 16 |  | CTAComponent | 5450222 | 1 | Release | Each | 1.0 | MIS Tube Fan Cable |  |  | HLE
1995 | 4 | 18 |  | CTAComponent | 5436460 | 2 | Release | Each | 1.0 | MIS TABLE POWER CABLE |  |  | HLE
1996 | 4 | 15 |  | CTAComponent | 5451171 | 3 | Release | Each | 1.0 | MIS AEC Feedback Coaxial Cable |  |  | CCX
1997 | 4 | 12 |  | CTAComponent | 5436625 | 2 | Release | Each | 1.0 | MIS collimator light SW cable |  |  | HLE
1998 | 4 | 20 |  | CTAComponent | 5460585 | 2 | Release | Each | 1.0 | MIS intercom communication Cable |  |  | HLE
1999 | 4 | 19 |  | CTAComponent | 5439491 | 1 | Release | Each | 1.0 | MIS PDU-Table Ground Cable |  |  | HLE
2000 | 4 | 21 |  | CTAComponent | 5122632 | 1 | Release | Each | 2.0 | HV Cable | 24192-5122632 | BEIJING GUANGRUI MACHINERY CO | HLE
2001 | 4 | 22 |  | ECCCollectorPart | 5479942 | 3 | Release | Each | 1.0 | MIS Gen. Tube Anode and ground cable assembly |  |  | CCX
2002 | 5 | 2 |  | CTAComponent | 5451994 | 2 | Release | Each | 1.0 | MIS Gen. Tube ground cable |  |  | HLE
2003 | 5 | 3 |  | CTAComponent | 5479710 | 3 | Release | Each | 2.0 | Ferrite split core snap-on 28A5776-0A2 |  |  | HLE
2004 | 5 | 1 |  | CTAComponent | 5445938 | 2 | Release | Each | 1.0 | MIS Gen. Tube Anode cable |  |  | HLE
2005 | 1 | 18 |  | Finished Good | S1800KR | 1 | Release | Each | 1.0 | PT800+LanKit-PT |  |  | HLE
2006 | 2 | 1 |  | ECCCollectorPart | 5480830-PT-BR | 1 | Release | Each | 1.0 | PT800+LanKit-PT-BR |  |  | HLE
2007 | 3 | 1 |  | ECCCollectorPart | 5479828-PT-BR | 1 | Release | Each | 1.0 | PT800+ Label-PT-BR Kit |  |  | HLE
2008 | 4 | 8 |  | CTAComponent | 5439526-PT-BR | 1 | Release | Each | 1.0 | Caution1 |  |  | HLE
2009 | 4 | 3 |  | CTAComponent | 5442749-PT-BR | 1 | Release | Each | 1.0 | Table gear warning label |  |  | HLE
2010 | 4 | 4 |  | CTAComponent | 5443538-PT-BR | 1 | Release | Each | 1.0 | Danger label1 |  |  | HLE
2011 | 4 | 2 |  | CTAComponent | 5440265-PT-BR | 1 | Release | Each | 1.0 | PDU Safety Warning |  |  | HLE
2012 | 4 | 1 |  | CTAComponent | 5438721-PT-BR | 1 | Release | Each | 1.0 | Warning label for compressor |  |  | HLE
2013 | 4 | 5 |  | CTAComponent | 5451205-PT-BR | 2 | Release | Each | 1.0 | Operation warning label |  |  | HLE
2014 | 4 | 11 |  | CTAComponent | 5456190-PT-BR | 1 | Release | Each | 1.0 | Caution label 2 |  |  | HLE
2015 | 4 | 6 |  | CTAComponent | 5456962-PT-BR | 1 | Release | Each | 1.0 | Warning label 1 |  |  | HLE
2016 | 4 | 10 |  | CTAComponent | 5446803-PT-BR | 1 | Release | Each | 1.0 | Cassette caution label |  |  | HLE
2017 | 4 | 9 |  | CTAComponent | 5445163-PT-BR | 1 | Release | Each | 1.0 | Caution label for footrest |  |  | HLE
2018 | 4 | 7 |  | CTAComponent | 5459998-PT-BR | 1 | Release | Each | 1.0 | Console warning label 1 |  |  | HLE
2019 | 4 | 12 |  | CTAComponent | 5456960-PT-BR | 1 | Release | Each | 1.0 | Caution label 3 |  |  | HLE
2020 | 4 | 13 |  | CTAComponent | 5457744-PT-BR | 1 | Release | Each | 1.0 | Danger label 2 |  |  | HLE
2021 | 3 | 2 |  | CTATechnicalPublication | 5445574-1PT-BR | 3 | Release | Each | 1.0 | Precision THUNIS-800+ OPERATOR MANUAL - Portuguese for Brazil |  |  | HLE
2022 | 1 | 15 |  | Finished Good | S1800KO | 1 | Release | Each | 1.0 | PT800+LanKit-FR |  |  | HLE
2023 | 2 | 1 |  | ECCCollectorPart | 5480830-FR | 1 | Release | Each | 1.0 | PT800+LanKit-FR |  |  | HLE
2024 | 3 | 1 |  | ECCCollectorPart | 5479828-FR | 1 | Release | Each | 1.0 | PT800+ Label-FR Kit |  |  | HLE
2025 | 4 | 8 |  | CTAComponent | 5439526-FR | 1 | Release | Each | 1.0 | Caution1 |  |  | HLE
2026 | 4 | 1 |  | CTAComponent | 5438721-FR | 2 | Release | Each | 1.0 | Warning label for compressor |  |  | CCX
2027 | 4 | 9 |  | CTAComponent | 5445163-FR | 1 | Release | Each | 1.0 | Caution label for footrest |  |  | HLE
2028 | 4 | 5 |  | CTAComponent | 5451205-FR | 2 | Release | Each | 1.0 | Operation warning label |  |  | HLE
2029 | 4 | 4 |  | CTAComponent | 5443538-FR | 1 | Release | Each | 1.0 | Danger label1 |  |  | HLE
2030 | 4 | 3 |  | CTAComponent | 5442749-FR | 1 | Release | Each | 1.0 | Table gear warning label |  |  | HLE
2031 | 4 | 2 |  | CTAComponent | 5440265-FR | 1 | Release | Each | 1.0 | PDU Safety Warning |  |  | HLE
2032 | 4 | 6 |  | CTAComponent | 5456962-FR | 1 | Release | Each | 1.0 | Warning label 1 |  |  | HLE
2033 | 4 | 7 |  | CTAComponent | 5459998-FR | 1 | Release | Each | 1.0 | Console warning label 1 |  |  | HLE
2034 | 4 | 13 |  | CTAComponent | 5457744-FR | 1 | Release | Each | 1.0 | Danger label 2 |  |  | HLE
2035 | 4 | 12 |  | CTAComponent | 5456960-FR | 1 | Release | Each | 1.0 | Caution label 3 |  |  | HLE
2036 | 4 | 11 |  | CTAComponent | 5456190-FR | 1 | Release | Each | 1.0 | Caution label 2 |  |  | HLE
2037 | 4 | 10 |  | CTAComponent | 5446803-FR | 1 | Release | Each | 1.0 | Cassette caution label |  |  | HLE
2038 | 3 | 2 |  | CTATechnicalPublication | 5445574-1FR | 3 | Release | Each | 1.0 | Precision THUNIS-800+ OPERATOR MANUAL - French |  |  | HLE
2039 | 1 | 17 |  | Finished Good | S1800KQ | 1 | Release | Each | 1.0 | PT800+LanKit-ES |  |  | HLE
2040 | 2 | 1 |  | ECCCollectorPart | 5480830-ES | 1 | Release | Each | 1.0 | PT800+LanKit-ES |  |  | HLE
2041 | 3 | 1 |  | ECCCollectorPart | 5479828-ES | 1 | Release | Each | 1.0 | PT800+ Label-ES Kit |  |  | HLE
2042 | 4 | 8 |  | CTAComponent | 5439526-ES | 1 | Release | Each | 1.0 | Caution1 |  |  | HLE
2043 | 4 | 3 |  | CTAComponent | 5442749-ES | 1 | Release | Each | 1.0 | Table gear warning label |  |  | HLE
2044 | 4 | 2 |  | CTAComponent | 5440265-ES | 1 | Release | Each | 1.0 | PDU Safety Warning |  |  | HLE
2045 | 4 | 1 |  | CTAComponent | 5438721-ES | 1 | Release | Each | 1.0 | Warning label for compressor |  |  | HLE
2046 | 4 | 9 |  | CTAComponent | 5445163-ES | 1 | Release | Each | 1.0 | Caution label for footrest |  |  | HLE
2047 | 4 | 5 |  | CTAComponent | 5451205-ES | 3 | Release | Each | 1.0 | Operation warning label |  |  | HLE
2048 | 4 | 10 |  | CTAComponent | 5446803-ES | 2 | Release | Each | 1.0 | Cassette caution label |  |  | HLE
2049 | 4 | 4 |  | CTAComponent | 5443538-ES | 1 | Release | Each | 1.0 | Danger label1 |  |  | HLE
2050 | 4 | 7 |  | CTAComponent | 5459998-ES | 1 | Release | Each | 1.0 | Console warning label 1 |  |  | HLE
2051 | 4 | 13 |  | CTAComponent | 5457744-ES | 1 | Release | Each | 1.0 | Danger label 2 |  |  | HLE
2052 | 4 | 6 |  | CTAComponent | 5456962-ES | 1 | Release | Each | 1.0 | Warning label 1 |  |  | HLE
2053 | 4 | 12 |  | CTAComponent | 5456960-ES | 1 | Release | Each | 1.0 | Caution label 3 |  |  | HLE
2054 | 4 | 11 |  | CTAComponent | 5456190-ES | 1 | Release | Each | 1.0 | Caution label 2 |  |  | HLE
2055 | 3 | 2 |  | CTATechnicalPublication | 5445574-1ES | 3 | Release | Each | 1.0 | Precision THUNIS-800+ OPERATOR MANUAL - Spanish |  |  | HLE
2056 | 1 | 16 |  | Finished Good | S1800KP | 1 | Release | Each | 1.0 | PT800+LanKit-RU |  |  | HLE
2057 | 2 | 1 |  | ECCCollectorPart | 5480830-RU | 1 | Release | Each | 1.0 | PT800+LanKit-RU |  |  | HLE
2058 | 3 | 1 |  | ECCCollectorPart | 5479828-RU | 1 | Release | Each | 1.0 | PT800+ Label-RU Kit |  |  | HLE
2059 | 4 | 2 |  | CTAComponent | 5440265-RU | 1 | Release | Each | 1.0 | PDU Safety Warning |  |  | HLE
2060 | 4 | 1 |  | CTAComponent | 5438721-RU | 1 | Release | Each | 1.0 | Warning label for compressor |  |  | HLE
2061 | 4 | 10 |  | CTAComponent | 5446803-RU | 1 | Release | Each | 1.0 | Cassette caution label |  |  | HLE
2062 | 4 | 5 |  | CTAComponent | 5451205-RU | 2 | Release | Each | 1.0 | Operation warning label |  |  | HLE
2063 | 4 | 9 |  | CTAComponent | 5445163-RU | 1 | Release | Each | 1.0 | Caution label for footrest |  |  | HLE
2064 | 4 | 4 |  | CTAComponent | 5443538-RU | 1 | Release | Each | 1.0 | Danger label1 |  |  | HLE
2065 | 4 | 3 |  | CTAComponent | 5442749-RU | 1 | Release | Each | 1.0 | Table gear warning label |  |  | HLE
2066 | 4 | 13 |  | CTAComponent | 5457744-RU | 1 | Release | Each | 1.0 | Danger label 2 |  |  | HLE
2067 | 4 | 7 |  | CTAComponent | 5459998-RU | 1 | Release | Each | 1.0 | Console warning label 1 |  |  | HLE
2068 | 4 | 6 |  | CTAComponent | 5456962-RU | 1 | Release | Each | 1.0 | Warning label 1 |  |  | HLE
2069 | 4 | 11 |  | CTAComponent | 5456190-RU | 1 | Release | Each | 1.0 | Caution label 2 |  |  | HLE
2070 | 4 | 12 |  | CTAComponent | 5456960-RU | 1 | Release | Each | 1.0 | Caution label 3 |  |  | HLE
2071 | 4 | 8 |  | CTAComponent | 5439526-RU | 1 | Release | Each | 1.0 | Caution1 |  |  | HLE
2072 | 3 | 2 |  | CTATechnicalPublication | 5445574-1RU | 3 | Release | Each | 1.0 | Precision THUNIS-800+ OPERATOR MANUAL - Russian |  |  | HLE
2073 | 1 | 14 |  | Finished Good | S1800KS | 1 | Release | Each | 1.0 | PT800+LanKit-TR |  |  | HLE
2074 | 2 | 1 |  | ECCCollectorPart | 5480830-TR | 1 | Release | Each | 1.0 | PT800+LanKit-TR |  |  | HLE
2075 | 3 | 1 |  | ECCCollectorPart | 5479828-TR | 1 | Release | Each | 1.0 | PT800+ Label-TR Kit |  |  | HLE
2076 | 4 | 2 |  | CTAComponent | 5440265-TR | 1 | Release | Each | 1.0 | PDU Safety Warning |  |  | HLE
2077 | 4 | 1 |  | CTAComponent | 5438721-TR | 1 | Release | Each | 1.0 | Warning label for compressor |  |  | HLE
2078 | 4 | 9 |  | CTAComponent | 5445163-TR | 1 | Release | Each | 1.0 | Caution label for footrest |  |  | HLE
2079 | 4 | 10 |  | CTAComponent | 5446803-TR | 1 | Release | Each | 1.0 | Cassette caution label |  |  | HLE
2080 | 4 | 4 |  | CTAComponent | 5443538-TR | 2 | Release | Each | 1.0 | Danger label1 |  |  | CCX
2081 | 4 | 3 |  | CTAComponent | 5442749-TR | 1 | Release | Each | 1.0 | Table gear warning label |  |  | HLE
2082 | 4 | 8 |  | CTAComponent | 5439526-TR | 1 | Release | Each | 1.0 | Caution1 |  |  | HLE
2083 | 4 | 12 |  | CTAComponent | 5456960-TR | 1 | Release | Each | 1.0 | Caution label 3 |  |  | HLE
2084 | 4 | 13 |  | CTAComponent | 5457744-TR | 1 | Release | Each | 1.0 | Danger label 2 |  |  | HLE
2085 | 4 | 6 |  | CTAComponent | 5456962-TR | 1 | Release | Each | 1.0 | Warning label 1 |  |  | HLE
2086 | 4 | 11 |  | CTAComponent | 5456190-TR | 1 | Release | Each | 1.0 | Caution label 2 |  |  | HLE
2087 | 4 | 5 |  | CTAComponent | 5451205-TR | 2 | Release | Each | 1.0 | Operation warning label |  |  | HLE
2088 | 4 | 7 |  | CTAComponent | 5459998-TR | 1 | Release | Each | 1.0 | Console warning label 1 |  |  | HLE
2089 | 3 | 2 |  | CTATechnicalPublication | 5445574-1TR | 3 | Release | Each | 1.0 | Precision THUNIS-800+ OPERATOR MANUAL - Turkish |  |  | HLE
2090 | 1 | 9 |  | Finished Good | S1800KH | 1 | Release | Each | 1.0 | PRESSING BAND |  |  | HLE
2091 | 2 | 1 |  | CTAAssembly | 5448081 | 4 | Release | Each | 1.0 | Pressing band |  |  | CCX
2092 | 3 | 1 |  | CTAComponent | X1400029 | 0 | Release | Each | 1.0 | TX III COMPONENT | 24235-X1400029 | ELEMATEC | HLE
2093 | 3 | 2 |  | CTAComponent | 5498228 | 1 | Release | Each | 4.0 | Pressing band mounting screw |  |  | CCX
2094 | 1 | 10 |  | Finished Good | S1800KK | 1 | Release | Each | 1.0 | WALLSTAND ASSEMBLY |  |  | HLE
2095 | 2 | 1 |  | ECCCollectorPart | 5477035 | 4 | Release | Each | 1.0 | standard wall stand |  |  | HLE
2096 | 3 | 5 |  | CTAAssembly | 5484972 | 4 | Release | Each | 1.0 | standard wall stand |  |  | CCX
2097 | 4 | 2 |  | CTAComponent | 002-1061 | 0 | Release | Each | 4.0 | WASHER GB97.1 6?? |  |  | HLE
2098 | 4 | 4 |  | CTAAssembly | 5395312 | 3 | Release | Each | 1.0 | SGW-2_stand pole with carriage |  |  | HLE
2099 | 4 | 6 |  | CTAComponent | 5395348 | 1 | Release | Each | 4.0 | Lock indicator |  |  | HLE
2100 | 4 | 5 |  | CTAAssembly | 5395313 | 3 | Release | Each | 1.0 | SGW-2 Cassette Housing |  |  | HLE
2101 | 4 | 3 |  | CTAComponent | 5334045 | 1 | Release | Each | 1.0 | Pioneer Anchor screw |  |  | HLE
2102 | 4 | 1 |  | CTAComponent | 001-6061-07 | 0 | Release | Each | 4.0 | SCREW |  |  | HLE
2103 | 4 | 8 |  | CTAComponent | 002-2061 | 0 | Release | Each | 4.0 | DESC MISSING FROM HLE IMPORT |  |  | HLE
2104 | 4 | 9 |  | CTAComponent | 5452010 | 2 | Release | Each | 1.0 | wall stand rating plate |  |  | HLE
2105 | 4 | 7 |  | CTAComponent | 46-303268P1 | 10 | Release | Each | 1.0 | PRODUCT LOCATOR CARD FORM FOR RATING PLATES, PRINTED BY DUPLITECH | 25823-46-303268P1 | DL3 | CTZ
2106 | 4 | 10 |  | CTAComponent | 5453315 | 4 | Release | Each | 1.0 | Label ISO 7010-M002 for IEC V3 |  |  | HLE
2107 | 3 | 4 |  | CTAComponent | 5198785 | 1 | Release | Each | 1.0 | 40l, 10:1, FD 180cm, Grid |  |  | HLE
2108 | 1 | 11 |  | Finished Good | S1800KL | 1 | Release | Each | 1.0 | DAPMETER+CE Compliance Kit |  |  | HLE
2109 | 2 | 2 |  | ECCCollectorPart | 5480487 | 2 | Release | Each | 1.0 | DAPMETER+CE compliance kit |  |  | HLE
2110 | 3 | 1 |  | CTAAssembly | 5441321 | 5 | Release | Each | 1.0 | Dose indication meter assembly:DAP chamber and display |  |  | CCX
2111 | 4 | 1 |  | CTAAssembly | 5474103 | 2 | Release | Each | 1.0 | DAP Display Bracket Assembly |  |  | HLE
2112 | 5 | 3 |  | CTAAssembly | 5487349 | 1 | Release | Each | 1.0 | Display bracket |  |  | CCX
2113 | 6 | 2 |  | CTAComponent | 5484716 | 1 | Release | Each | 4.0 | DAP Display pin |  |  | CCX
2114 | 6 | 1 |  | CTAComponent | 5484715 | 1 | Release | Each | 1.0 | DAP Display bracket |  |  | CCX
2115 | 5 | 2 |  | CTAComponent | 5484718 | 1 | Release | Each | 1.0 | DAP Display fix washer |  |  | CCX
2116 | 5 | 1 |  | CTAComponent | 5484717 | 1 | Release | Each | 1.0 | DAP Display fix screw |  |  | CCX
2117 | 4 | 4 |  | CTAComponent | 5454722 | 3 | Release | Each | 1.0 | chamber to measure dose and DAP |  |  | HLE
2118 | 4 | 6 |  | CTAComponent | 5458692 | 3 | Release | Each | 1.0 | cable set connecting chamber and displayer |  |  | HLE
2119 | 4 | 2 |  | CTAComponent | 5436870 | 3 | Release | Each | 1.0 | device for the measurement and display of dose and DAP |  |  | HLE
2120 | 4 | 3 |  | CTAAssembly | 5444523 | 2 | Release | Each | 1.0 | DAP chamber bracket |  |  | HLE
2121 | 5 | 2 |  | CTAComponent | 5484714 | 1 | Release | Each | 1.0 | left Chamber bracket |  |  | CCX
2122 | 5 | 1 |  | CTAComponent | 5454722 | 3 | Release | Each | 1.0 | chamber to measure dose and DAP |  |  | HLE
2123 | 5 | 4 |  | CTAComponent | 5476970 | 1 | Release | Each | 3.0 | Lock screw:DAP chamber assembly |  |  | CCX
2124 | 5 | 5 |  | CTAComponent | 5484719 | 1 | Release | Each | 1.0 | Dose and DAP Measuring Chamber bracket right |  |  | CCX
2125 | 5 | 3 |  | CTAComponent | 5488243 | 1 | Release | Each | 6.0 | GB846 ST2_2X10 |  |  | CCX
2126 | 4 | 5 |  | CTAComponent | 5486366 | 1 | Release | Each | 1.0 | DAP POWER adapter |  |  | CCX
2127 | 3 | 2 |  | ECCCollectorPart | 5480488 | 3 | Release | Each | 1.0 | CE compliance kit |  |  | HLE
2128 | 4 | 1 |  | CTAComponent | 610-2008 | 1 | Release | Each | 1.0 | CE LABEL |  |  | HLE
2129 | 1 | 8 |  | Finished Good | S1800JH | 0 | Release | Each | 1.0 | STORM IN ROOM FOOT SWITCH |  |  | HLE
2130 | 2 | 1 |  | ECCCollectorPart | 5123173 | 3 | Release | Each | 1.0 | In Room Foot Switch Assembly |  |  | HLE
2131 | 3 | 1 |  | CTAComponent | 5121496-1 | 3 | Release | Each | 1.0 | IN Room Foot Switch |  |  | HLE
2132 | 1 | 6 |  | Finished Good | S1800JG | 0 | Release | Each | 1.0 | STORM MONITOR CART |  |  | HLE
2133 | 2 | 1 |  | CTAComponent | 5122772 | 1 | Release | Each | 1.0 | Monitor Cart |  |  | HLE
2134 | 1 | 7 |  | Finished Good | S1800KG | 2 | Release | Each | 1.0 | INROOM MONITOR |  |  | HLE
2135 | 2 | 1 |  | CTAComponent | 5438408 | 2 | Release | Each | 1.0 | 19 inch mono displayer |  |  | CCX
2136 | 2 | 3 |  | CTAComponent | 5438695 | 2 | Release | Each | 1.0 | MIS InRoom monitor power cable |  |  | HLE
2137 | 2 | 2 |  | CTAComponent | 5456163 | 3 | Release | Each | 1.0 | MIS InRoom Monitor VGA Cable |  |  | HLE
2138 | 1 | 3 |  | Finished Good | S1800JP | 1 | Release | Each | 1.0 | PT800+ 65KW 9IN II SYS |  |  | HLE
2139 | 2 | 1 |  | ECCCollectorPart | 5437633 | 4 | Release | Each | 1.0 | Precision THUNIS-800+ 65KW system with 9 inch II |  |  | CCX
2140 | 3 | 7 |  | CTAComponent | 5438408 | 2 | Release | Each | 1.0 | 19 inch mono displayer |  |  | CCX
2141 | 3 | 6 |  | CTAAssembly | 5439221 | 3 | Release | Each | 1.0 | PDU for Precision THUNIS-800+ |  |  | HLE
2142 | 3 | 13 |  | ECCCollectorPart | 5453387 | 3 | Release | Each | 1.0 | Manual kit for Precision THUNIS-800+ |  |  | HLE
2143 | 4 | 2 |  | CTATechnicalPublication | 5445574-1EN | 4 | Release | Each | 1.0 | Precision THUNIS-800+ OPERATOR MANUAL - English |  |  | HLE
2144 | 4 | 1 |  | CTATechnicalPublication | 5442442-1EN | 4 | Release | Each | 1.0 | Precision THUNIS-800+ Pre-Installation manual |  |  | HLE
2145 | 4 | 4 |  | CTATechnicalPublication | 5458232-1EN | 5 | Release | Each | 1.0 | Precision THUNIS-800+ Service Manual - Class A |  |  | HLE
2146 | 4 | 3 |  | CTAComponent | 5445574-299 | 4 | Release | Each | 1.0 | Precision THUNIS-800+ OPERATOR MANUAL - CD |  |  | HLE
2147 | 3 | 1 |  | CTAAssembly | 5443244 | 13 | Release | Each | 1.0 | PSPT800 positioning table for Precision THUNIS-800+ |  |  | CCX
2148 | 4 | 2 |  | CTAAssembly | 5479709 | 1 | Release | Each | 1.0 | Table front cover and key board assembly |  |  | HLE
2149 | 5 | 2 |  | CTACircuitBoard | 5450689 | 4 | Release | Each | 1.0 | PT800+ Key Board PWA |  |  | HLE
2150 | 6 |  | J3 | CTAOOC | 2258543-2 | 1 | Restricted | Each | 1.0 | CONNEC 2,54 70555 8C HEADER R.A | 01525 70555-0077 18996-5-103904-7 | MOLEX TE CONNECTIVITY | STE
2151 | 6 |  | S1-S10 | CTAComponent | 5446770 | 1 | Release | Each | 10.0 | short-travel keyswitch |  |  | HLE
2152 | 6 |  | J1 | CTAOOC | 2124292-5 | 1 | Restricted | Each | 1.0 | CONNECT TRANSIT 26C HEADER RIGHT ANG | 00214-75867-105LF 01940-821-A026P-AF-C00 00266-N2526-5002RB 10099-09 18 526 6323 | FCI AMPHENOL 3M (MINNESOTA MINING MFG) HARTING | STE
2153 | 6 |  | R1,R2 | CTAOOC | 2285457-29 | 1 | Standard | Each | 2.0 | RESISTOR 2.2k OHMS 5 % 500m WATTS | 11962-RC2010JK-072K2L 18981-CRCW20102K20JNE 00006-WCR2010LF222J 02254-MCR50JZHJ222 06725-RK73B2HTTE222J | YAGEO VISHAY IRC ROHM KOA | STE
2154 | 6 |  | J2 | CTAOOC | 46-275208P3 | 2 | Restricted | Each | 1.0 | 004 CONT PCB MOUNT HSG RT ANGLE | 01525-70555-0073 | MOLEX | STE
2155 | 6 |  | PWB | CTACircuitBoard | 5454811 | 1 | Release | Each | 1.0 | PT800+ Key Board PWB |  |  | HLE
2156 | 6 |  | CR1,CR2 | CTAOOC | 5391885 | 1 | Restricted | Each | 2.0 | PROTECTION TRANSIENT SUPPRESSOR, 300W, 24V, SOT23-6 | 21202-SMS24C.TCT | SEMTECH | STE
2157 | 5 | 1 |  | CTAAssembly | 5438729 | 3 | Release | Each | 1.0 | Table Front Cover Assembly |  |  | HLE
2158 | 6 | 5 |  | CTAComponent | 5437142 | 4 | Release | Each | 1.0 | Table Emergency button and cable |  |  | CCX
2159 | 6 | 10 |  | CTAComponent | 5458480 | 1 | Release | Each | 1.0 | Table Key board Cable 1 |  |  | HLE
2160 | 6 | 13 |  | CTAComponent | 5437918 | 1 | Release | Each | 1.0 | Table tilt Angle LCM ground cable |  |  | HLE
2161 | 6 | 15 |  | CTAComponent | 5455340 | 1 | Release | Each | 1.0 | Table Key board ground cable |  |  | HLE
2162 | 6 | 14 |  | CTAComponent | 5449151 | 1 | Release | Each | 1.0 | Table tilt Angle LCM cable |  |  | HLE
2163 | 6 | 7 |  | CTAComponent | 5439531 | 1 | Release | Each | 1.0 | Cover For Angle Meter |  |  | HLE
2164 | 6 | 2 |  | CTAComponent | 5444323 | 3 | Release | Each | 1.0 | Table Film |  |  | CCX
2165 | 6 | 1 |  | CTAComponent | 5458520 | 4 | Release | Each | 1.0 | Table Front Cover |  |  | CCX
2166 | 6 | 6 |  | CTAAssembly | 5449190 | 2 | Release | Each | 1.0 | Protecting Cover Assembly |  |  | HLE
2167 | 7 | 1 |  | CTAComponent | 5460213 | 2 | Release | Each | 1.0 | angle metre ring |  |  | HLE
2168 | 7 | 3 |  | CTAComponent | 5439713 | 1 | Release | Each | 1.0 | Bracket Board |  |  | HLE
2169 | 7 | 4 |  | CTAComponent | 5457197 | 1 | Release | Each | 4.0 | Isolated Pole |  |  | HLE
2170 | 7 | 2 |  | CTAComponent | 5438149 | 1 | Release | Each | 1.0 | Glass Cover Board |  |  | HLE
2171 | 7 | 6 |  | CTAComponent | 1010-M3C006-14 | 1 | Release | Each | 2.0 | Phillips Flat Head Screw, ISO 7046, M3-0.5, X6mm Long, Grade 4.8 Steel, Zinc Plated, RoHS Fastener | 20589-10948-03501 11060-M3C6MXFSTZ6/965A | FASTENAL COMPANY ANIXTER | STM
2172 | 7 | 5 |  | CTAComponent | 5459815 | 2 | Release | Each | 1.0 | Angle LCM |  |  | HLE
2173 | 7 | 7 |  | CTAComponent | C1213-M3C016-14 | 1 | Release | Each | 4.0 | GB_T 9074.8，M3x16mm，Grade 4.8 Steel，Zinc finish，RoHS Fastener | 25114-M3/16/PPSTPS/TC1/GB9074.8 | TR FORMAC SHANGHAI PTE LTD | HLE
2174 | 6 | 16 |  | CTAComponent | 5457708 | 1 | Release | Each | 1.0 | Table Key board ground cable 1 |  |  | HLE
2175 | 6 | 9 |  | CTAComponent | 5448614 | 1 | Release | Each | 1.0 | Joint Board |  |  | HLE
2176 | 6 | 8 |  | CTAComponent | 5445376 | 1 | Release | Each | 2.0 | L Joint |  |  | HLE
2177 | 6 | 3 |  | CTAComponent | 5440272 | 2 | Release | Each | 1.0 | Base For Emergency Switch |  |  | HLE
2178 | 6 | 12 |  | CTAComponent | C1213-M4C025-14 | 1 | Release | Each | 8.0 | GB_T 9074.8，M4x25mm，Grade 4.8 Steel，Zinc finish，RoHS Fastener | 25114-M4/25/PPSTPS/TC1/GB9074.8 | TR FORMAC SHANGHAI PTE LTD | HLE
2179 | 6 | 11 |  | CTAComponent | C1213-M3C010-14 | 1 | Release | Each | 20.0 | GB_T 9074.8，M3x10mm，Grade 4.8 Steel，Zinc finish，RoHS Fastener | 25114-M3/10/PPSTPS/TC1/GB9074.8 | TR FORMAC SHANGHAI PTE LTD | HLE
2180 | 4 | 5 |  | CTAAssembly | 5459270 | 4 | Release | Each | 1.0 | Tube cover assembly for A196 |  |  | CCX
2181 | 5 | 1 |  | CTAComponent | 5436865 | 1 | Release | Each | 1.0 | Front cover |  |  | CCX
2182 | 5 | 4 |  | CTAComponent | 5445371 | 1 | Release | Each | 1.0 | Angle meter bracket |  |  | CCX
2183 | 5 | 3 |  | CTAComponent | 5449362 | 1 | Release | Each | 1.0 | Left cover |  |  | CCX
2184 | 5 | 6 |  | CTAComponent | 5459445 | 1 | Release | Each | 1.0 | Shaft |  |  | CCX
2185 | 5 | 5 |  | CTAAssembly | 5440480 | 1 | Release | Each | 1.0 | Bearing bracket |  |  | CCX
2186 | 6 | 2 |  | CTAComponent | 5437367 | 1 | Release | Each | 1.0 | Bearing base |  |  | CCX
2187 | 6 | 1 |  | CTAComponent | 5460209 | 1 | Release | Each | 1.0 | Mounting plate |  |  | CCX
2188 | 5 | 2 |  | CTAComponent | 5438925 | 1 | Release | Each | 1.0 | Right cover |  |  | CCX
2189 | 5 | 8 |  | CTAComponent | 5461751 | 1 | Release | Each | 1.0 | Balancing block |  |  | CCX
2190 | 5 | 10 |  | CTAComponent | 5445366 | 1 | Release | Each | 2.0 | Tube ring |  |  | CCX
2191 | 5 | 9 |  | CTAComponent | 5457937 | 1 | Release | Each | 2.0 | Side cover bracket |  |  | CCX
2192 | 5 | 7 |  | CTAComponent | 5445372 | 1 | Release | Each | 1.0 | Balancing block bracket |  |  | CCX
2193 | 5 | 12 |  | CTAComponent | 5453907 | 1 | Release | Each | 1.0 | Dial |  |  | CCX
2194 | 5 | 14 |  | CTAComponent | 5441313 | 1 | Release | Each | 1.0 | Bearing NSK 696 |  |  | CCX
2195 | 5 | 13 |  | CTAAssembly | 5492692 | 1 | Release | Each | 1.0 | Front logo |  |  | CCX
2196 | 6 | 2 |  | CTAComponent | 5492691 | 1 | Release | Each | 1.0 | Disc frame |  |  | CCX
2197 | 6 | 1 |  | CTAComponent | 5492690 | 2 | Release | Each | 1.0 | Transparent disc |  |  | CCX
2198 | 5 | 11 |  | CTAComponent | 5436070 | 1 | Release | Each | 2.0 | Side logo |  |  | CCX
2199 | 5 | 15 |  | CTAComponent | 1000-M3C010-04 | 4 | Release | Each | 2.0 | Hexagon Socket Head Cap Screw, ISO 4762, M3-0.5, X10mm Long, Grade 8.8 Steel, Zinc Plated, RoHS Fastener | 20589-10948-03226 10487-1000-M3C010-04 24140-M3/10/SOHTCS/TC1D/DIN912 11060-M3C10KCSC9Z6/912 A0996-BN 4 M3 X 10mm CR6+FREE | FASTENAL COMPANY OHTA TR FORMAC DIV OF TR FASTENINGS ANIXTER BOSSARD | STM
2200 | 5 | 18 |  | CTAComponent | 1010-M3C006-14 | 1 | Release | Each | 4.0 | Phillips Flat Head Screw, ISO 7046, M3-0.5, X6mm Long, Grade 4.8 Steel, Zinc Plated, RoHS Fastener | 20589-10948-03501 11060-M3C6MXFSTZ6/965A | FASTENAL COMPANY ANIXTER | STM
2201 | 5 | 19 |  | CTAComponent | 2000-M3-03 | 2 | Release | Each | 2.0 | WASHER PLAIN - LARGE 3.2 MM 7 MM , HV200, Steel, Zinc plate RoHS Washer | 10487-2000-M3-03 23983-6083737 24140-200-M3-03 | OHTA BOSSARD CHINA TR FORMAC DIV OF TR FASTENINGS | STM
2202 | 5 | 17 |  | CTAComponent | 1003-M4C005-31 | 1 | Release | Each | 2.0 | Hexagon Socket Button Head Screw, M4-0.7, X5mm Long, A2-70 Stainless Steel, Passivate, RoHS Fastener | 11060-M4C5KBCSJ/7380 A0996-BN 1593 M4 x 5mm CR6+FREE 24140-M4/5/BHA2MC/PAS/ISO7380 | ANIXTER BOSSARD TR FORMAC DIV OF TR FASTENINGS | STM
2203 | 5 | 16 |  | CTAComponent | 1000-M4C008-04 | 6 | Release | Each | 18.0 | Hexagon Socket Head Cap Screw, ISO 4762, M4-0.7, X8mm Long, Grade 8.8 Steel, Zinc Plated, RoHS Fastener | 20589-10948-03230 11060-M4C8KCSC9Z6/912 10487-1000-M4C008-04 A0996-BN 4 M4 X 8mm CR6+FRE 24140-M4/8/SOHTCS/TC1D/ISO4762 | FASTENAL COMPANY ANIXTER OHTA BOSSARD TR FORMAC DIV OF TR FASTENINGS | STM
2204 | 5 | 22 |  | CTAComponent | C2106-M4-02 | 3 | Release | Each | 18.0 | Spring Lock Washer, M4, Zinc plated, Rohs Fastener | 24140-C2106-M4-02 | TR FORMAC DIV OF TR FASTENINGS | HLE
2205 | 5 | 21 |  | CTAComponent | 2106-M3-05 | 2 | Release | Each | 2.0 | Spring Lock Washer with Flat Ends JIS B1251, M3, Spring Steel, Zinc Plated, Rohs Fastener | 24140-MEP M3/SPSTWA/TC1D/JIS B1251 | TR FORMAC DIV OF TR FASTENINGS | STM
2206 | 5 | 20 |  | CTAComponent | 2000-M4-03 | 3 | Release | Each | 10.0 | FLAT WASHER - NORMAL SERIES, ISO 7089, M4 CLASS 200H STEEL, ZINC PLATED RoHS FASTENER | 24140-M4/-/PWSTWA/TC1/DIN125 10487-2000-M4-03 A0996-BN 343 M4 CR6+FREE 24432-11103691 11060-M4NWSFSTZ6/125ATP | TR FORMAC DIV OF TR FASTENINGS OHTA BOSSARD FASTENAL ANIXTER | STM
2207 | 5 | 24 |  | CTAComponent | 5491729 | 1 | Release | Each | 1.0 | Disk spring 11.8x6.2 |  |  | CCX
2208 | 5 | 23 |  | CTAComponent | 3001-M6C-27 | 3 | Release | Each | 1.0 | Hexagon Thin Nut, ISO4035, M6-1.0, Grade 04 Steel, Zinc Plated, RoHS Fastener | 20589-10948-03713 24140-M6/-/HLST-/TC1D/DIN439B 11060-M6CNFJSTZ6/439B 24140-M6/-/HLST-/TC1/DIN439B A0996-BN124 M6 CR6+FREE | FASTENAL COMPANY TR FORMAC DIV OF TR FASTENINGS ANIXTER TR FORMAC DIV OF TR FASTENINGS BOSSARD | STM
2209 | 4 | 7 |  | CTACircuitBoard | 5444620 | 6 | Release | Each | 1.0 | PT800+ Motor board PWA |  |  | CCX
2210 | 5 |  | C1 | CTAOOC | 46-230002P14 | 1 | Standard | Each | 1.0 | CAPACITOR 1000 UF 63V ALUMINUM ELECTROLYTIC -55 TO 105 DEG C | 07092 EEUFC1J102U 18981-517D108M063EN6AE3 23515-B41851A8108M00 06533-UPW1J102MHD | PANASONIC VISHAY EPCOS NICHICON CORPORATION | STE
2211 | 5 |  | J1 | CTAOOC | 46-296085P3 | 1 | Restricted | Each | 1.0 | CONNECTOR 4 CONTACTS FOR GOLD PLATED CONTACTS SEE 46-2218 60P3. | 18996-641968-1 | TE CONNECTIVITY | STE
2212 | 5 |  | J6 | CTAOOC | 46-278307P6 | 1 | Standard | Each | 1.0 | CONNECTOR HEADER 34 EACH WITH EJECTORS | 00266-N3431-6302RB 18996-5499922-8 | 3M (MINNESOTA MINING MFG) TE CONNECTIVITY | STE
2213 | 5 |  | D1-D3 | CTAOOC | 46-311083P2 | 3 | Standard | Each | 3.0 | BAV70 SWITCHING DIODE DUAL SER SW VR-70V VF-1.25V 200 MA SOT23 | 18846-BAV70LT1G 18889-BAV 70 E6327 18889-BAV70E6327HTSA1 | ON SEMICONDUCTOR INFINEON TECHNOLOGIES AG INFINEON TECHNOLOGIES AG | STE
2214 | 5 |  | R34-R37,R43,R45-R47 | CTAOOC | 46-312792P81 | 6 | Standard | Each | 8.0 | RESISTOR 100 OHMS 1 PERCENT .125 WATTS 100 VOLT 100 PPM TC 0805 PACKAGE | 18981-CRCW0805100RFKE 11962-RC0805FR-07100RL 00006-WCR0805LF1000F 05498-MC08051000FTW 06725-RK73H2ATTD1000F 02254-MCR10EZPF1000 | VISHAY YAGEO IRC RCD COMPONENTS INC. KOA ROHM | STE
2215 | 5 |  | R11-R16,R20-R33,R38-R41,R48-R51 | CTAOOC | 46-312792P127 | 5 | Standard | Each | 28.0 | RESISTOR 6.81k OHMS 1 PERCENT .125 WATTS | 11962-RC0805FR-076K81L 05498-MC08056811FTW 00006-WCR0805LF6811F 06725-RK73H2ATTD6811F 18981-CRCW08056K81FKE 02254-MCR10EZPF6811 | YAGEO RCD COMPONENTS INC. IRC KOA VISHAY ROHM | STE
2216 | 5 |  | R1-R6 | CTAOOC | 46-312792P24 | 3 | Standard | Each | 6.0 | RESISTOR 20k OHMS 1 PERCENT .125 WATTS | 06725-RK73H2ATTD2002F 05498-MC08052002FTW 18981-CRCW080520K0FKE 00006-WCR0805LF2002F | KOA RCD COMPONENTS INC. VISHAY IRC | STE
2217 | 5 |  | J8,J9 | CTAOOC | 2215718 | 1 | Restricted | Each | 2.0 | CONNECTOR_NEW RECTANGULAR, UN 2 EACH | 18996-641964-1 | TE CONNECTIVITY | STE
2218 | 5 |  | R7 | CTAOOC | 2125187-111 | 2 | Restricted | Each | 1.0 | RESISTOR, 4K70, 1Percent, 0.25W, THICK FILM, 100PPM, SMD 1206 | 11962-RC1206FR-074K7L 05498-MC12064701FTW 02254-MCR18EZPF4701 00006-WCR1206LF4701F 00078-CR1206FX4701ELF 10302-RMCF1/8-4.7K-1% 06725-RK73H2BTTD4701F 07092-ERJ8ENF4701 18981-CRCW12064K70FKE 10302-RMCF1206FT4K70 | YAGEO RCD COMPONENTS INC. ROHM IRC BOURNS SEI KOA PANASONIC VISHAY SEI | STE
2219 | 5 |  | J2,J3 | CTAOOC | 2256195-2 | 1 | Standard | Each | 2.0 | CONNECTOR_NEW RECTANGULAR, UN 3 EACH UNIVERSAL MATE-N-LOC INLINE 3 CONTAC | 18996-350789-1 | TE CONNECTIVITY | STE
2220 | 5 |  | J7 | CTAOOC | 2227700-3 | 4 | Standard | Each | 1.0 | CONNECT TRANSIT+LATCH 20C HEADER STR | 18996-2-5499206-4 00266-N3428-6302RB 01940-842-816-2030-435 00214-71918-120LF 10099-09 18 520 5904 | TE CONNECTIVITY 3M (MINNESOTA MINING MFG) AMPHENOL FCI HARTING | STE
2221 | 5 |  | J4,J5 | CTAOOC | 2227700 | 4 | Standard | Each | 2.0 | CONNECTOR 2.54 RIBBON CABLE, 2X05POS HEADER, STRAIGHT, LONG LATCH, 0.8UM GOLD, PWB1.6 | 18996-2-5499206-1 01940-842-816-1030-435S 00266-N3793-6302RB 10099-09 18 510 5904 | TE CONNECTIVITY AMPHENOL 3M (MINNESOTA MINING MFG) HARTING | STE
2222 | 5 |  | K1-K3,K5 | CTAOOC | 2367881 | 1 | Restricted | Each | 4.0 | RELAIS 24V 1T1R 1250VA 380V 5A CIH | 05249-G6B-2114P-US DC24 | OMRON CORPORATION | STE
2223 | 5 |  | K6 | CTAOOC | 2377701-5 | 2 | Standard | Each | 1.0 | RELAY 24VDC COIL, SPST-NO 3KVA 250VAC 12A, PWB | 05249-G2RL-1A DC24 18996-3-1393239-0 | OMRON CORPORATION TE CONNECTIVITY | STE
2224 | 5 |  | U1-U4 | CTAOOC | 2364058-4 | 1 | Standard | Each | 4.0 | I.C PHOTOCOUP X4 SOL16 4.4MM | 18981-TCMT4100 22942-ACPL-247-560E | VISHAY AVAGO | STE
2225 | 5 |  | Coating | CTAComponent | 5491998 | 1 | Release | Each | 1.0 | conformal coating material |  |  | CCX
2226 | 5 |  | PWB | CTACircuitBoard | 5448678 | 2 | Release | Each | 1.0 | PT800+ Motor Board PWB |  |  | CCX
2227 | 5 |  | R8 | CTAOOC | 2396319 | 2 | Standard | Each | 1.0 | RESISTOR 51 OHMS 5 PERCENT 10 WATTS | 00006-PWR-10 51R0 5% LF 18981-CPCC1051R00JE | IRC VISHAY | STE
2228 | 4 | 11 |  | CTAComponent | 5462259 | 1 | Release | Each | 1.0 | Table Board Interface cable2 |  |  | HLE
2229 | 4 | 8 |  | CTAAssembly | 5473932 | 6 | Release | Each | 1.0 | Table Board Assembly |  |  | CCX
2230 | 5 |  | jumper | CTAOOC | 2293523 | 2 | Standard | Each | 1.0 | CONNECTOR_NEW SHUNT 2 EACH | 00543 313 1731 000 40 0 18996-390088-1 19042 CF254-060-1 00214-68786-102LF | KONTEK-COMATEL TE CONNECTIVITY NICOMATIC FCI | STE
2231 | 5 |  | PDL | CTASoftware | 5473940 | 5 | Release | Each | 1.0 | PT800+ Table Board Firmware |  |  | CCX
2232 | 5 |  | PWA | CTACircuitBoard | 5458763 | 4 | Release | Each | 1.0 | PT800+ Table board PWA |  |  | HLE
2233 | 6 |  | PWB | CTACircuitBoard | 5451481 | 1 | Release | Each | 1.0 | PT800+ Table board PWB |  |  | HLE
2234 | 7 |  | J11,J331,J341 | CTAOOC | 46-221703P17 | 2 | Not Recommended | Each | 3.0 | 025 POS 50 CONT .100 SPACING STRAIGHT W/LONG LATCHES 4-WALL AMP PART IS RESTRICTED DUE TO THE FA CT THAT IT REQUIRES A .250 LONG SCRE W TO RETAIN IT. | 00266 3433-6303 00266 3433-6603 02973 IDH-50PK1-S4-TG30 | 3M (MINNESOTA MINING MFG) 3M (MINNESOTA MINING MFG) ROBINSON NUGENT INC | STA
2235 | 7 |  | R53,R132 | CTAOOC | 46-170025P36 | 8 | Not Recommended | Each | 2.0 | RESISTOR 100k OHMS 10 PERCENT .5 WATTS CERMET TOP ADJ 25 TURN. WARNING: Unknown Whisker Risk | 01667-67WR100KLF 18981-T93YA104K 00078-3296W-1-104LF | BI TECHNOLOGIES VISHAY BOURNS | STE
2236 | 7 |  | R47,R49,R204,R205,R207-R210,R212,R213 | CTAOOC | 46-286365P30 | 9 | Restricted | Each | 10.0 | RESISTOR 2k OHMS 1 % .25 WATTS 1206 PACKAGE SURFACE MOUNT | 18981-CRCW12062K00FKE 11962-RC1206FR-072KL 06725-RK73H2BTTD2001F 05498-MC12062001FTW 02254-MCR18EZPF2001 | VISHAY YAGEO KOA RCD COMPONENTS INC. ROHM | STE
2237 | 7 |  | J15 | CTAOOC | 46-278307P6 | 1 | Standard | Each | 1.0 | CONNECTOR HEADER 34 EACH WITH EJECTORS | 00266-N3431-6302RB 18996-5499922-8 | 3M (MINNESOTA MINING MFG) TE CONNECTIVITY | STE
2238 | 7 |  | J1 | CTAOOC | 46-296085P3 | 1 | Restricted | Each | 1.0 | CONNECTOR 4 CONTACTS FOR GOLD PLATED CONTACTS SEE 46-2218 60P3. | 18996-641968-1 | TE CONNECTIVITY | STE
2239 | 7 |  | J2 | CTAOOC | 46-238725P1 | 1 | Restricted | Each | 1.0 | CONNECTOR_NEW HDP-20 SERIES PWB MT | 18996-5745071-4 | TE CONNECTIVITY | STE
2240 | 7 |  | C136 | CTAOOC | 46-302742P8 | 3 | Standard | Each | 1.0 | CAPACITOR FIXED 1u FARADS 35 VOLTS .138L .110W .075H 3528 SURFACE MOUNT DEVICE | 18981-293D105X9035B2TE3 08390-T491B105K035AT | VISHAY KEMET | STE
2241 | 7 |  | D1-D3 | CTAOOC | 46-311083P2 | 3 | Standard | Each | 3.0 | BAV70 SWITCHING DIODE DUAL SER SW VR-70V VF-1.25V 200 MA SOT23 | 18846-BAV70LT1G 18889-BAV 70 E6327 18889-BAV70E6327HTSA1 | ON SEMICONDUCTOR INFINEON TECHNOLOGIES AG INFINEON TECHNOLOGIES AG | STE
2242 | 7 |  | TP0-TP13 | CTAOOC | 46-301752P5 | 3 | Standard | Each | 14.0 | CONNECTOR 1 CONTACTS SURFACE MOUNT PRINTED CIRCUIT TEST POINTS | 04947 5016 ZZC70-TP-107-02-1-T | KEYSTONE ELECTRONICS CORP COMPONENTS CORPORATION | STE
2243 | 7 |  | R6,R7,R124,R133,R151,R174-R178,R180-R183,R189,R199,R200,R202,R203,R216-R219 | CTAOOC | 46-312792P1 | 6 | Standard | Each | 23.0 | RESISTOR 0 OHM 1PERCENT 125MW 0805 JUMPER SURFACE MOUNTING 0 OHM L .079 W .050 T .018 | 18981-CRCW08050000Z0E 06725-RK73Z2AT 05498-ZC0805TW | VISHAY KOA RCD COMPONENTS INC. | STE
2244 | 7 |  | R1-R5,R8,R9,R11,R16,R34-R41,R43-R46,R125,R179,R185-R188,R206 | CTAOOC | 46-312792P11 | 4 | Standard | Each | 28.0 | RESISTOR 2k OHMS 1 % .125 WATTS 100V 100PPM/C | 18981-CRCW08052K00FKE 11623-NRC10F2001TRF 00006-WCR0805LF2001F 06725-RK73H2ATTD2001F 05498-MC08052001FTW | VISHAY NIC COMPONENTS CORPORATION IRC KOA RCD COMPONENTS INC. | STE
2245 | 7 |  | K1,K3-K5 | CTAOOC | 46-312336P3 | 4 | Standard | Each | 4.0 | RELAY AND CONTACTOR DPDT 24 V COIL VOLTAGE, CONTACT RATING OF 110 VDC,125 VAC AT 1 AMP | 07092-TQ2SA-24V | PANASONIC | STE
2246 | 7 |  | R26-R33,R190-R197 | CTAOOC | 46-312792P17 | 2 | Standard | Each | 16.0 | RESISTOR 475 OHMS 1 % .125 WATTS 100V 0805 CASE SIZE THICK FILM +-100 PPM/C | 11962-RC0805FR-07475RL 00006-WCR0805LF4750F 18981-CRCW0805475RFKE 05498-MC08054750FTW | YAGEO IRC VISHAY RCD COMPONENTS INC. | STE
2247 | 7 |  | R12,R51,R52,R66-R91,R93-R123,R147,R173,R184,R198,R201 | CTAOOC | 46-312792P24 | 3 | Standard | Each | 65.0 | RESISTOR 20k OHMS 1 PERCENT .125 WATTS | 06725-RK73H2ATTD2002F 05498-MC08052002FTW 18981-CRCW080520K0FKE 00006-WCR0805LF2002F | KOA RCD COMPONENTS INC. VISHAY IRC | STE
2248 | 7 |  | R48,R50,R211,R214,R215 | CTAOOC | 46-312792P81 | 6 | Standard | Each | 5.0 | RESISTOR 100 OHMS 1 PERCENT .125 WATTS 100 VOLT 100 PPM TC 0805 PACKAGE | 18981-CRCW0805100RFKE 11962-RC0805FR-07100RL 00006-WCR0805LF1000F 05498-MC08051000FTW 06725-RK73H2ATTD1000F 02254-MCR10EZPF1000 | VISHAY YAGEO IRC RCD COMPONENTS INC. KOA ROHM | STE
2249 | 7 |  | R10,R13-R15,R17-R25,R134-R143,R145,R148,R149,R169-R172 | CTAOOC | 46-312792P13 | 4 | Standard | Each | 30.0 | RESISTOR 1k OHMS 1 PERCENT .125 WATTS 0805 CASE SIZE | 11623-NRC10F1001TRF 05498-MC08051001FTW 18981-CRCW08051K00FKE 06725-RK73H2ATTD1001F 00006-WCR0805LF1001F | NIC COMPONENTS CORPORATION RCD COMPONENTS INC. VISHAY KOA IRC | STE
2250 | 7 |  | U1-U12,U27-U29,U31 | CTAOOC | 2118048 | 3 | Restricted | Each | 16.0 | DRIVER-RECEIVER NOT APPLICABLE 4 EAC QUAD LINE RECEIVER DS1489A S014 | 00495-SN75189AD | TEXAS INSTRUMENTS | STE
2251 | 7 |  | J4 | CTAOOC | 2106009-6 | 1 | Restricted | Each | 1.0 | CONNEC LOW-PROF TRANSI 10C HEAD STR | 01940 821-A010P-AM-A00 00214-75869-101LF 00266-N2510-6002RB 10099-09 18 510 6324 18996-5103308-1 | AMPHENOL FCI 3M (MINNESOTA MINING MFG) HARTING TE CONNECTIVITY | STE
2252 | 7 |  | J14 | CTAOOC | 2117073 | 1 | Not Recommended | Each | 1.0 | CONNECTOR 3 CONTACTS HEADER. WARNING: Unknown Whisker Risk | 18996-171825-3 | TE CONNECTIVITY | STE
2253 | 7 |  | U24-U26,U30 | CTAOOC | 2105421 | 1 | Restricted | Each | 4.0 | AMPLIFIER 2 EACH 2 PPM-DEG C 5.2 VOL SINGLE SUPPLY, RAIL TO RAIL LOW POWERFET-INPUT OP AMP | 01649-AD822BRZ | ANALOG DEVICES, INC. | STE
2254 | 7 |  | J12,J43 | CTAOOC | 2137666-7 | 1 | Standard | Each | 2.0 | CONNECTOR 8 CONTACTS 600 VOLTS 3 AMP SINGLE ROW .120 STRAIGHT HEADER WITH POLARIZATION SLOTS. | 01525 70545-0042 | MOLEX | STE
2255 | 7 |  | J7,J42 | CTAOOC | 2137666-5 | 1 | Standard | Each | 2.0 | CONNECTOR 6 CONTACTS 600 VOLTS 3 AMP SINGLE ROW .120 STRAIGHT HEADER WITH POLARIZATION SLOTS. | 01525 70545-0040 | MOLEX | STE
2256 | 7 |  | J3,J5,J6,J9,J13,J16,J17 | CTAOOC | 2137666-2 | 1 | Standard | Each | 7.0 | CONNECTOR 3 CONTACTS 600 VOLTS 3 AMP SINGLE ROW .125 STRAIGHT HEADER WITH POLARIZATION SLOTS. | 01525 70545-0037 | MOLEX | STE
2257 | 7 |  | J8 | CTAOOC | 2137666-9 | 1 | Standard | Each | 1.0 | CONNECTOR 10 CONTACTS 600 VOLTS 3 AM SINGLE ROW .120 STRAIGHT HEADER WITH POLARIZATION SLOTS | 01525 70545-0044 | MOLEX | STE
2258 | 7 |  | J18 | CTAOOC | 2137666-13 | 1 | Restricted | Each | 1.0 | CONNECTOR 4 CONTACTS 600 VOLTS 3 AM SINGLE ROW .120 STRAIGHT HEADER POLARIZATION SLOTS | 01525 70545-0073 | MOLEX | STE
2259 | 7 |  | C6-C8,C21-C29,C34,C35,C40,C41,C44,C49-C60,C62-C90,C92-C94,C96,C97,C99,C101,C103-C123,C137-C140 | CTAOOC | 2187107-6 | 3 | Not Recommended | Each | 90.0 | CAPACITOR FIXED .1u FARADS 50 VOLTS | 08390 C0805C104K5RAC 07945-CL21B104KBCNNNC | KEMET SAMSUNG | STE
2260 | 7 |  | U13 | CTAOOC | 2211252-5 | 4 | Standard | Each | 1.0 | LOGIC 74AHC-VHC14 TSSOP14 | 00495-SN74AHC14PWG4 18846-MC74VHC14DTG 00495-SN74AHC14PWE4 00495 SN74AHC14PW | TEXAS INSTRUMENTS ON SEMICONDUCTOR TEXAS INSTRUMENTS TEXAS INSTRUMENTS | STE
2261 | 7 |  | J351 | CTAOOC | 2227700-4 | 2 | Standard | Each | 1.0 | CONNECT TRANSIT+LATCH 26C HEADER STR | 00266-N3429-6302RB 10099-09 18 526 5904 01940-842-816-2630-435 18996-2-5499206-6 | 3M (MINNESOTA MINING MFG) HARTING AMPHENOL TE CONNECTIVITY | STE
2262 | 7 |  | U15-U23 | CTAOOC | 2196877-12 | 6 | Standard | Each | 9.0 | IC, LOGIC, 74LVC-LCX244, TSSOP20 | 00124-74LCX244TTR 18846-MC74LCX244DTG 19638-LVC244BTELL-E 00495-SN74LVC244APWE4 00495-SN74LVC244APWG4 00495-SN74LVC244APW | ST MICROELECTRONICS ON SEMICONDUCTOR RENESAS TECHNOLOGY CORP TEXAS INSTRUMENTS TEXAS INSTRUMENTS TEXAS INSTRUMENTS | STE
2263 | 7 |  | C47 | CTAOOC | 2187107-10 | 2 | Standard | Each | 1.0 | CAPACITOR CERAMIC X7R, 1UF 10Percent, 16V, SMD 0805 | 02862-GRM21BR71C105KA01 19214-0805YC105KAT | MURATA AVX/KYOCERA | STE
2264 | 7 |  | Q1-Q4 | CTAOOC | 2235316 | 1 | Restricted | Each | 4.0 | RESEAU-T CMS DAR NPN ULN2003 SOLP16 | 00495-ULN2003AD | TEXAS INSTRUMENTS | STE
2265 | 7 |  | C45 | CTAOOC | 2240282-15 | 2 | Standard | Each | 1.0 | CAPACITOR CERAMIC, X7R, 10UF, 10Percent, 16V, SMD 1206 | 03041-C3216X7R1C106K 08390-C1206C106K4RAC 11962-CC1206KKX7R7BB106 03041-C3216X7R1C106K160AC | TDK KEMET YAGEO TDK | STE
2266 | 7 |  | C9-C20,C30-C33,C36-C39,C42,C43,C46,C48,C61,C91,C95,C98,C100,C102,C124-C135 | CTAOOC | 2235239-6 | 2 | Standard | Each | 42.0 | CAPACITOR X7R 100NF 10% 16V 0603 | 08390 C0603C104K4RAC 18981-VJ0603Y104KXJ 11962-CC0603KRX7R7BB104 19214-0603YC104KAT | KEMET VISHAY YAGEO AVX/KYOCERA | STE
2267 | 7 |  | J10,J41 | CTAOOC | 2227700-10 | 3 | Standard | Each | 2.0 | CONNECT TRANSIT+LATCH 14C HEADER STR | 10099-09 18 514 5904 00266-N3314-6302RB | HARTING 3M (MINNESOTA MINING MFG) | STE
2268 | 7 |  | Y1 | CTAOOC | 2273338-7 | 2 | Restricted | Each | 1.0 | OSCIL 1.000MHZ 100PPM +EN LCSO4 SMD | 08522-SG-8002CA 1.0000M-PTC 03265-VCC1-A3A-1M000 20038-092-1-2 | EPSON, QD DIVISION VECTRON LABORATORIES INC FOX ELECTRONICS | STE
2269 | 7 |  | U33 | CTAOOC | 2246237-2 | 3 | Standard | Each | 1.0 | DRIVER-RECEIVER UART WITH 16 BYTE FIFO 3.3-5V SUPPLY, 48-TQFP NOTE ONLY TI PART HAS AUTOFLOW CNTRL | 00495-TL16C550CPTG4 ZZE10-ST16C550CQ48-F | TEXAS INSTRUMENTS EXAR | STE
2270 | 7 |  | S1,S2 | CTAOOC | 2253364-2 | 3 | Not Recommended | Each | 2.0 | SURFACE MOUNT DIP SWITCH, 4 POSITION GULL WING WITH POLYIMIDE TAPE SEAL MACHINE-INSERTABLE. WARNING: Unknown Whisker Risk | 05229-90HBW04PRT 00031-219004MST | GRAYHILL CTS CORP | STE
2271 | 7 |  | U35 | CTAOOC | 2242543-4 | 3 | Standard | Each | 1.0 | MEMORY EEPROM, 2048 WORDS X 8 BITS, 1.8V TO 5.5V, 400KHZ, SO8 | 00124-M24C16-RMN6P 08433-CAT24C16WI-G | ST MICROELECTRONICS ON SEMI (FORMERLY CATALYST) | STE
2272 | 7 |  | Y2 | CTAOOC | 2304499-16 | 3 | Standard | Each | 1.0 | OSCIL 10.0000MHZ 50PPM +EN LCSO4 SMD | 05746-T3392-10M 00031 CB3LV-3C-10M0000 11682-SM7745HV-10.0M 08522-SG-8002CA 10.000M-PCB 11465-LF SPXO014281 20038-F4105-100 05968 S1803B-10.0000 11718 CO4305-10.000 08522-SG-710ECK 10.0000MB 05968-S1613B-10.0000 | VALPEY FISHER DIV.OF VALTEC CO CTS CORP PLETRONICS EPSON, QD DIVISION C-MAC FREQUENCY PROD/ IQD FOX ELECTRONICS PERICOM, FORMERLY SARONIX RALTRON (FORMERLY SHOWA) EPSON, QD DIVISION PERICOM, FORMERLY SARONIX | STE
2273 | 7 |  | DS1-DS17 | CTAOOC | 2279219-2 | 1 | Standard | Each | 17.0 | LED GREEN LTST-C190G 0603 SMD | 18802 AP1608SGC 00941 HSMG-C190 11520 LTST-C190GKT 09050 PG1111C | KINGBRIGHT AVAGO TECHNOLOGIES LITE-ON STANLEY ELECTRIC CO LTD | STE
2274 | 7 |  | U34 | CTAOOC | 2274500-2 | 1 | Standard | Each | 1.0 | LOGIC INTERFACE RS-232 DRIVER-RECEIVER TSSOP 3 TO 5 V SUPPLY WITH ESD PROTECTION | 00495-MAX3232CPWE4 00124-ST3232ECTR 01649-ADM3202ARUZ | TEXAS INSTRUMENTS ST MICROELECTRONICS ANALOG DEVICES | STE
2275 | 7 |  | R42,R64,R65,R92,R159-R162 | CTAOOC | 2324551-5 | 4 | Standard | Each | 8.0 | RESISTOR 100k OHMS 1 % .1 WATTS SMT 0603 THICK FILM | 00006-WCR0603LF1003F 05498-MC06031003FTW 02254 MCR03EZPFX1003 18981-CRCW0603100KFKE 11962-RC0603FR-07100KL 06725-RK73H1JTTD1003F 10302-RMCF0603FT100K | IRC RCD COMPONENTS INC. ROHM VISHAY YAGEO KOA SEI | STE
2276 | 7 |  | R126,R128,R163,R165 | CTAOOC | 2324551-28 | 3 | Standard | Each | 4.0 | RESISTOR 332 OHMS 1 % .1 WATTS SMT 0603 THICK FILM | 06725-RK73H1JTTD3320F 00006-WCR0603LF3320F 11962-RC0603FR-07332RL 02254 MCR03EZPFX3320 05498-MC06033320FTW 18981-CRCW0603332RFKE 10302-RMCF0603FT332R | KOA IRC YAGEO ROHM RCD COMPONENTS INC. VISHAY SEI | STE
2277 | 7 |  | R130,R131,R167,R168 | CTAOOC | 2324551-2 | 3 | Standard | Each | 4.0 | RESISTOR 100 OHMS 1 PERCENT .1 WATTS SMT 0603 THICK FILM | 05498-MC06031000FTW 11962-RC0603FR-07100RL 00006-WCR0603LF1000F 02254 MCR03EZPFX1000 06725-RK73H1JTTD1000F 18981-CRCW0603100RFKE 10302-RMCF0603FT100R | RCD COMPONENTS INC. YAGEO IRC ROHM KOA VISHAY SEI | STE
2278 | 7 |  | R58,R59,R152,R154 | CTAOOC | 2324551 | 4 | Standard | Each | 4.0 | RESISTOR 10 OHMS 1 % .1 WATTS SMT 0603 THICK FILM | 05498-MC060310R0FTW 06725-RK73H1JTTD10R0F 00006-WCR0603LF10R0F 02254-MCR03EZPFX10R0 18981-CRCW060310R0FKE 11962-RC0603FR-0710RL 10302-RMCF0603FT10R0 | RCD COMPONENTS INC. KOA IRC ROHM VISHAY YAGEO SEI | STE
2279 | 7 |  | VR1 | CTAOOC | 2334692 | 1 | Restricted | Each | 1.0 | REGULATOR 3.3V OUTPUT LOW DROPOUT ANYCAP, 1.5A OUTPUT, SOT-223 | 01649-ADP3339AKCZ-3.3 | ANALOG DEVICES, INC. | STE
2280 | 7 |  | R62,R63,R157,R158 | CTAOOC | 2324551-373 | 2 | Standard | Each | 4.0 | RESISTOR 316 OHMS 1 PERCENT .1 WATT 100 PPM SMT 0603 THICK FILM | 06725-RK73H1JTTD3160F 02254-MCR03EZPFX3160 18981-CRCW0603316RFKEA 00006-WCR0603LF3160FPLT 00078-CR0603FX3160LF 11962-RC0603FR-07316RL | KOA ROHM VISHAY IRC BOURNS YAGEO | STE
2281 | 7 |  | R56,R57,R60,R61,R150,R153,R155,R156 | CTAOOC | 2324551-170 | 2 | Standard | Each | 8.0 | RESISTOR 143k OHMS 1 % .1 WATTS SMT 0603 THICK FILM | 05498-MC06031433FTW 00006-WCR0603LF1433F 06725-RK73H1JTTD1433F 11962-RC0603FR-07143KL 02254 MCR03EZPFX1433 18981-CRCW0603143KFKE 10302-RMCF1/16-143K-1% 10302-RMCF0603FT143K | RCD COMPONENTS INC. IRC KOA YAGEO ROHM VISHAY SEI SEI | STE
2282 | 7 |  | R54,R55,R127,R129,R164,R166 | CTAOOC | 2324551-39 | 3 | Standard | Each | 6.0 | RESISTOR 4.99k OHMS 1 % .1 WATTS SMT 0603 THICK FILM | 18981-CRCW06034K99FKE 11962-RC0603FR-074K99L 00006-WCR0603LF4991F 05498-MC06034991FTW 06725-RK73H1JTTD4991F 02254 MCR03EZPFX4991 10302-RMCF0603FT4K99 | VISHAY YAGEO IRC RCD COMPONENTS INC. KOA ROHM SEI | STE
2283 | 7 |  | U14 | CTAOOC | 5135116-3 | 1 | Standard | Each | 1.0 | PROGRAMMABLE CPLD, 2210 LOGIC ELEMENTS, MAX_II, 1.5-3.3V I_O VOLTAGE, 2.5-3.3V SUPPLY, 204 IO PINS, FBGA 256 | 10208-EPM2210F256C5N | ALTERA | STE
2284 | 7 |  | C1,C2,C4 | CTAOOC | 2378169 | 3 | Standard | Each | 3.0 | U6214CS CAPACITOR FIXED 100U FARADS | 07092-EEEHA1V101XP 06533-UWZ1V101MCL1GS 10220-EMVE350ADA101MF80G | PANASONIC NICHICON CORPORATION CHEMI-CON | STE
2285 | 7 |  | CR1,CR2 | CTAOOC | 2408243 | 1 | Restricted | Each | 2.0 | U1813HE SEMICONDUCTOR DIODE 5 VOLTS 5U AMPS | 10289-GBLC05C-LF | PROTEK DEVICES | STE
2286 | 7 |  | C3,C5 | CTAOOC | 2378166 | 4 | Standard | Each | 2.0 | U6211CS CAPACITOR FIXED 10U FARADS | 06533-UWZ1V100MCL1GB 07092-EEEHA1V100R 10220-EMVE350ADA100ME55G | NICHICON CORPORATION PANASONIC CHEMI-CON | STE
2287 | 7 |  | H1 | CTAOOC | 5338074 | 1 | Restricted | Each | 1.0 | PIEZOELECTRIC SOUNDER, EXTERNAL DRIVE PIN TYPE | 02862-PKM13EPYH4002-B0 | MURATA | STE
2288 | 7 |  | U32 | CTAOOC | 5394889 | 2 | Standard | Each | 1.0 | IC, AD CONVERTER, 12BITS, 4CHANNELS INPUT, SAR, T AND H, 0.5 TO 1MSPS, SERIAL OUT, 3V TO 5V VCC, ADC124S101C, MSOP10, 85C | 00036-ADC124S101CIMM/NOPB 00495-ADC124S101CIMM/NOPB | NATIONAL SEMICONDUCTOR TEXAS INSTRUMENTS | STE
2289 | 7 |  | R144,R146 | CTAOOC | 5245267-2 | 2 | Restricted | Each | 2.0 | RESISTOR 33 OHM, NON-MAGNETIC, 2 PERCENT, 100MW, FILM, 100PPM, 0603 | 23828-CHR0603 33 OHM +-2% | SRT RESISTOR TECHNOLOGY GMBH | STE
2290 | 6 |  | P1 | CTAComponent | 2410163 | 1 | Release | Each | 1.0 | Ariose Electronics_Buzzer MB12B24 |  |  | HLE
2291 | 6 |  | J11,J331,J341 | CTAOOC | 46-221703P17 | 2 | Not Recommended | Each | 3.0 | 025 POS 50 CONT .100 SPACING STRAIGHT W/LONG LATCHES 4-WALL AMP PART IS RESTRICTED DUE TO THE FA CT THAT IT REQUIRES A .250 LONG SCRE W TO RETAIN IT. | 00266 3433-6303 00266 3433-6603 02973 IDH-50PK1-S4-TG30 | 3M (MINNESOTA MINING MFG) 3M (MINNESOTA MINING MFG) ROBINSON NUGENT INC | STA
2292 | 6 |  | R47,R49,R204,R205,R207-R210,R212,R213 | CTAOOC | 46-286365P30 | 9 | Restricted | Each | 10.0 | RESISTOR 2k OHMS 1 % .25 WATTS 1206 PACKAGE SURFACE MOUNT | 18981-CRCW12062K00FKE 11962-RC1206FR-072KL 06725-RK73H2BTTD2001F 05498-MC12062001FTW 02254-MCR18EZPF2001 | VISHAY YAGEO KOA RCD COMPONENTS INC. ROHM | STE
2293 | 6 |  | J1 | CTAOOC | 46-296085P3 | 1 | Restricted | Each | 1.0 | CONNECTOR 4 CONTACTS FOR GOLD PLATED CONTACTS SEE 46-2218 60P3. | 18996-641968-1 | TE CONNECTIVITY | STE
2294 | 6 |  | J15 | CTAOOC | 46-278307P6 | 1 | Standard | Each | 1.0 | CONNECTOR HEADER 34 EACH WITH EJECTORS | 00266-N3431-6302RB 18996-5499922-8 | 3M (MINNESOTA MINING MFG) TE CONNECTIVITY | STE
2295 | 6 |  | R228,R229 | CTAOOC | 46-170025P33 | 11 | Not Recommended | Each | 2.0 | POTENTIOMETER, PWB TRIMMER, TOP ADJ, 20TURNS, 1K 500MW, LINEAR, WARNING: Unknown Whisker Risk | 00078-3296 W-1-102 LF 18981-T93YA102K 01667-67WR1KLF | BOURNS VISHAY BI TECHNOLOGIES | STE
2296 | 6 |  | R53,R132 | CTAOOC | 46-170025P26 | 8 | Not Recommended | Each | 2.0 | RESISTOR 2k OHMS 10 PERCENT .5 WATTS CERMET TOP ADJ 25 TURN. WARNING: Unknown Whisker Risk | 18981-T93YA202K 00078-3296W-1-202LF 01667-67WR2KLF | VISHAY BOURNS BI TECHNOLOGIES | STE
2297 | 6 |  | U32,U36 | CTAOOC | 5394889 | 2 | Standard | Each | 2.0 | IC, AD CONVERTER, 12BITS, 4CHANNELS INPUT, SAR, T AND H, 0.5 TO 1MSPS, SERIAL OUT, 3V TO 5V VCC, ADC124S101C, MSOP10, 85C | 00036-ADC124S101CIMM/NOPB 00495-ADC124S101CIMM/NOPB | NATIONAL SEMICONDUCTOR TEXAS INSTRUMENTS | STE
2298 | 6 |  | J4 | CTAOOC | 2106009-6 | 1 | Restricted | Each | 1.0 | CONNEC LOW-PROF TRANSI 10C HEAD STR | 01940 821-A010P-AM-A00 00214-75869-101LF 00266-N2510-6002RB 10099-09 18 510 6324 18996-5103308-1 | AMPHENOL FCI 3M (MINNESOTA MINING MFG) HARTING TE CONNECTIVITY | STE
2299 | 6 |  | U1-U12,U27-U29,U31 | CTAOOC | 2118048 | 3 | Restricted | Each | 16.0 | DRIVER-RECEIVER NOT APPLICABLE 4 EAC QUAD LINE RECEIVER DS1489A S014 | 00495-SN75189AD | TEXAS INSTRUMENTS | STE
2300 | 6 |  | J3,J5,J6,J9,J17,J20 | CTAOOC | 2137666-2 | 1 | Standard | Each | 6.0 | CONNECTOR 3 CONTACTS 600 VOLTS 3 AMP SINGLE ROW .125 STRAIGHT HEADER WITH POLARIZATION SLOTS. | 01525 70545-0037 | MOLEX | STE
2301 | 6 |  | J14 | CTAOOC | 2117073 | 1 | Not Recommended | Each | 1.0 | CONNECTOR 3 CONTACTS HEADER. WARNING: Unknown Whisker Risk | 18996-171825-3 | TE CONNECTIVITY | STE
2302 | 6 |  | U24-U26,U30 | CTAOOC | 2105421 | 1 | Restricted | Each | 4.0 | AMPLIFIER 2 EACH 2 PPM-DEG C 5.2 VOL SINGLE SUPPLY, RAIL TO RAIL LOW POWERFET-INPUT OP AMP | 01649-AD822BRZ | ANALOG DEVICES, INC. | STE
2303 | 6 |  | R6,R7,R124,R133,R174-R178,R199,R203,R217,R230,R233,R236 | CTAOOC | 46-312792P1 | 6 | Standard | Each | 15.0 | RESISTOR 0 OHM 1PERCENT 125MW 0805 JUMPER SURFACE MOUNTING 0 OHM L .079 W .050 T .018 | 18981-CRCW08050000Z0E 06725-RK73Z2AT 05498-ZC0805TW | VISHAY KOA RCD COMPONENTS INC. | STE
2304 | 6 |  | R1-R5,R8,R9,R11,R16,R34-R41,R43-R46,R125,R179,R185-R187,R206,R238-R242 | CTAOOC | 46-312792P11 | 4 | Standard | Each | 32.0 | RESISTOR 2k OHMS 1 % .125 WATTS 100V 100PPM/C | 18981-CRCW08052K00FKE 11623-NRC10F2001TRF 00006-WCR0805LF2001F 06725-RK73H2ATTD2001F 05498-MC08052001FTW | VISHAY NIC COMPONENTS CORPORATION IRC KOA RCD COMPONENTS INC. | STE
2305 | 6 |  | R26-R33,R190-R197 | CTAOOC | 46-312792P17 | 2 | Standard | Each | 16.0 | RESISTOR 475 OHMS 1 % .125 WATTS 100V 0805 CASE SIZE THICK FILM +-100 PPM/C | 11962-RC0805FR-07475RL 00006-WCR0805LF4750F 18981-CRCW0805475RFKE 05498-MC08054750FTW | YAGEO IRC VISHAY RCD COMPONENTS INC. | STE
2306 | 6 |  | R12,R51,R52,R66-R91,R93-R123,R147,R173,R184,R198,R201 | CTAOOC | 46-312792P24 | 3 | Standard | Each | 65.0 | RESISTOR 20k OHMS 1 PERCENT .125 WATTS | 06725-RK73H2ATTD2002F 05498-MC08052002FTW 18981-CRCW080520K0FKE 00006-WCR0805LF2002F | KOA RCD COMPONENTS INC. VISHAY IRC | STE
2307 | 6 |  | R48,R50,R211,R214,R215 | CTAOOC | 46-312792P81 | 6 | Standard | Each | 5.0 | RESISTOR 100 OHMS 1 PERCENT .125 WATTS 100 VOLT 100 PPM TC 0805 PACKAGE | 18981-CRCW0805100RFKE 11962-RC0805FR-07100RL 00006-WCR0805LF1000F 05498-MC08051000FTW 06725-RK73H2ATTD1000F 02254-MCR10EZPF1000 | VISHAY YAGEO IRC RCD COMPONENTS INC. KOA ROHM | STE
2308 | 6 |  | R10,R13-R15,R17-R25,R134-R143,R145,R148,R149,R169-R172,R220-R223,R234,R235 | CTAOOC | 46-312792P13 | 4 | Standard | Each | 36.0 | RESISTOR 1k OHMS 1 PERCENT .125 WATTS 0805 CASE SIZE | 11623-NRC10F1001TRF 05498-MC08051001FTW 18981-CRCW08051K00FKE 06725-RK73H2ATTD1001F 00006-WCR0805LF1001F | NIC COMPONENTS CORPORATION RCD COMPONENTS INC. VISHAY KOA IRC | STE
2309 | 6 |  | D1-D5 | CTAOOC | 46-311083P2 | 3 | Standard | Each | 5.0 | BAV70 SWITCHING DIODE DUAL SER SW VR-70V VF-1.25V 200 MA SOT23 | 18846-BAV70LT1G 18889-BAV 70 E6327 18889-BAV70E6327HTSA1 | ON SEMICONDUCTOR INFINEON TECHNOLOGIES AG INFINEON TECHNOLOGIES AG | STE
2310 | 6 |  | K1,K3-K5 | CTAOOC | 46-312336P3 | 4 | Standard | Each | 4.0 | RELAY AND CONTACTOR DPDT 24 V COIL VOLTAGE, CONTACT RATING OF 110 VDC,125 VAC AT 1 AMP | 07092-TQ2SA-24V | PANASONIC | STE
2311 | 6 |  | C136,C141 | CTAOOC | 46-302742P8 | 3 | Standard | Each | 2.0 | CAPACITOR FIXED 1u FARADS 35 VOLTS .138L .110W .075H 3528 SURFACE MOUNT DEVICE | 18981-293D105X9035B2TE3 08390-T491B105K035AT | VISHAY KEMET | STE
2312 | 6 |  | J351 | CTAOOC | 2227700-4 | 2 | Standard | Each | 1.0 | CONNECT TRANSIT+LATCH 26C HEADER STR | 00266-N3429-6302RB 10099-09 18 526 5904 01940-842-816-2630-435 18996-2-5499206-6 | 3M (MINNESOTA MINING MFG) HARTING AMPHENOL TE CONNECTIVITY | STE
2313 | 6 |  | J41 | CTAOOC | 2227700-10 | 3 | Standard | Each | 1.0 | CONNECT TRANSIT+LATCH 14C HEADER STR | 10099-09 18 514 5904 00266-N3314-6302RB | HARTING 3M (MINNESOTA MINING MFG) | STE
2314 | 6 |  | C9-C20,C30-C33,C36-C39,C42,C43,C46,C48,C61,C91,C95,C98,C100,C102,C124-C135,C143-C146 | CTAOOC | 2235239-6 | 2 | Standard | Each | 46.0 | CAPACITOR X7R 100NF 10% 16V 0603 | 08390 C0603C104K4RAC 18981-VJ0603Y104KXJ 11962-CC0603KRX7R7BB104 19214-0603YC104KAT | KEMET VISHAY YAGEO AVX/KYOCERA | STE
2315 | 6 |  | C45 | CTAOOC | 2240282-15 | 2 | Standard | Each | 1.0 | CAPACITOR CERAMIC, X7R, 10UF, 10Percent, 16V, SMD 1206 | 03041-C3216X7R1C106K 08390-C1206C106K4RAC 11962-CC1206KKX7R7BB106 03041-C3216X7R1C106K160AC | TDK KEMET YAGEO TDK | STE
2316 | 6 |  | U35 | CTAOOC | 2242543-4 | 3 | Standard | Each | 1.0 | MEMORY EEPROM, 2048 WORDS X 8 BITS, 1.8V TO 5.5V, 400KHZ, SO8 | 00124-M24C16-RMN6P 08433-CAT24C16WI-G | ST MICROELECTRONICS ON SEMI (FORMERLY CATALYST) | STE
2317 | 6 |  | Q1-Q4 | CTAOOC | 2235316 | 1 | Restricted | Each | 4.0 | RESEAU-T CMS DAR NPN ULN2003 SOLP16 | 00495-ULN2003AD | TEXAS INSTRUMENTS | STE
2318 | 6 |  | U13 | CTAOOC | 2211252-5 | 4 | Standard | Each | 1.0 | LOGIC 74AHC-VHC14 TSSOP14 | 00495-SN74AHC14PWG4 18846-MC74VHC14DTG 00495-SN74AHC14PWE4 00495 SN74AHC14PW | TEXAS INSTRUMENTS ON SEMICONDUCTOR TEXAS INSTRUMENTS TEXAS INSTRUMENTS | STE
2319 | 6 |  | C3,C5 | CTAOOC | 2183937-2 | 2 | Standard | Each | 2.0 | CAPA TANT 1UF 10% 35V 3528 | 18981-293D105X9035B2TE3 08390-T491B105K035AT 19214-TAJB105K035RNJ | VISHAY KEMET AVX/KYOCERA | STE
2320 | 6 |  | C6-C8,C21-C29,C34,C35,C40,C41,C44,C49-C60,C62-C90,C92-C94,C96,C97,C99,C101,C103-C123,C137-C140,C142 | CTAOOC | 2187107-6 | 3 | Not Recommended | Each | 91.0 | CAPACITOR FIXED .1u FARADS 50 VOLTS | 08390 C0805C104K5RAC 07945-CL21B104KBCNNNC | KEMET SAMSUNG | STE
2321 | 6 |  | C47 | CTAOOC | 2187107-10 | 2 | Standard | Each | 1.0 | CAPACITOR CERAMIC X7R, 1UF 10Percent, 16V, SMD 0805 | 02862-GRM21BR71C105KA01 19214-0805YC105KAT | MURATA AVX/KYOCERA | STE
2322 | 6 |  | U15-U23 | CTAOOC | 2299073-2 | 5 | Standard | Each | 9.0 | IC, LOGIC, LVTH, OCTAL BUFFER-DRIVER, 74LVTH244, TSSOP20 | 00495-SN74LVTH244APW 00495-SN74LVTH244APWRG4 00495-SN74LVTH244APWRE4 24386-74LVTH244MTCX | TEXAS INSTRUMENTS TEXAS INSTRUMENTS TEXAS INSTRUMENTS FAIRCHILD SEMICONDUCTOR INC | STE
2323 | 6 |  | J12,J42 | CTAOOC | 2137666-7 | 1 | Standard | Each | 2.0 | CONNECTOR 8 CONTACTS 600 VOLTS 3 AMP SINGLE ROW .120 STRAIGHT HEADER WITH POLARIZATION SLOTS. | 01525 70545-0042 | MOLEX | STE
2324 | 6 |  | J8 | CTAOOC | 2137666-9 | 1 | Standard | Each | 1.0 | CONNECTOR 10 CONTACTS 600 VOLTS 3 AM SINGLE ROW .120 STRAIGHT HEADER WITH POLARIZATION SLOTS | 01525 70545-0044 | MOLEX | STE
2325 | 6 |  | J7 | CTAOOC | 2137666-5 | 1 | Standard | Each | 1.0 | CONNECTOR 6 CONTACTS 600 VOLTS 3 AMP SINGLE ROW .120 STRAIGHT HEADER WITH POLARIZATION SLOTS. | 01525 70545-0040 | MOLEX | STE
2326 | 6 |  | R58,R59,R152,R154 | CTAOOC | 2324551 | 4 | Standard | Each | 4.0 | RESISTOR 10 OHMS 1 % .1 WATTS SMT 0603 THICK FILM | 05498-MC060310R0FTW 06725-RK73H1JTTD10R0F 00006-WCR0603LF10R0F 02254-MCR03EZPFX10R0 18981-CRCW060310R0FKE 11962-RC0603FR-0710RL 10302-RMCF0603FT10R0 | RCD COMPONENTS INC. KOA IRC ROHM VISHAY YAGEO SEI | STE
2327 | 6 |  | R130,R131,R167,R168,R224-R227 | CTAOOC | 2324551-2 | 3 | Standard | Each | 8.0 | RESISTOR 100 OHMS 1 PERCENT .1 WATTS SMT 0603 THICK FILM | 05498-MC06031000FTW 11962-RC0603FR-07100RL 00006-WCR0603LF1000F 02254 MCR03EZPFX1000 06725-RK73H1JTTD1000F 18981-CRCW0603100RFKE 10302-RMCF0603FT100R | RCD COMPONENTS INC. YAGEO IRC ROHM KOA VISHAY SEI | STE
2328 | 6 |  | R42,R64,R65,R92,R159-R162 | CTAOOC | 2324551-5 | 4 | Standard | Each | 8.0 | RESISTOR 100k OHMS 1 % .1 WATTS SMT 0603 THICK FILM | 00006-WCR0603LF1003F 05498-MC06031003FTW 02254 MCR03EZPFX1003 18981-CRCW0603100KFKE 11962-RC0603FR-07100KL 06725-RK73H1JTTD1003F 10302-RMCF0603FT100K | IRC RCD COMPONENTS INC. ROHM VISHAY YAGEO KOA SEI | STE
2329 | 6 |  | R126,R128,R163,R165 | CTAOOC | 2324551-28 | 3 | Standard | Each | 4.0 | RESISTOR 332 OHMS 1 % .1 WATTS SMT 0603 THICK FILM | 06725-RK73H1JTTD3320F 00006-WCR0603LF3320F 11962-RC0603FR-07332RL 02254 MCR03EZPFX3320 05498-MC06033320FTW 18981-CRCW0603332RFKE 10302-RMCF0603FT332R | KOA IRC YAGEO ROHM RCD COMPONENTS INC. VISHAY SEI | STE
2330 | 6 |  | R56,R57,R60,R61,R150,R153,R155,R156 | CTAOOC | 2324551-170 | 2 | Standard | Each | 8.0 | RESISTOR 143k OHMS 1 % .1 WATTS SMT 0603 THICK FILM | 05498-MC06031433FTW 00006-WCR0603LF1433F 06725-RK73H1JTTD1433F 11962-RC0603FR-07143KL 02254 MCR03EZPFX1433 18981-CRCW0603143KFKE 10302-RMCF1/16-143K-1% 10302-RMCF0603FT143K | RCD COMPONENTS INC. IRC KOA YAGEO ROHM VISHAY SEI SEI | STE
2331 | 6 |  | R54,R55,R127,R129,R164,R166 | CTAOOC | 2324551-39 | 3 | Standard | Each | 6.0 | RESISTOR 4.99k OHMS 1 % .1 WATTS SMT 0603 THICK FILM | 18981-CRCW06034K99FKE 11962-RC0603FR-074K99L 00006-WCR0603LF4991F 05498-MC06034991FTW 06725-RK73H1JTTD4991F 02254 MCR03EZPFX4991 10302-RMCF0603FT4K99 | VISHAY YAGEO IRC RCD COMPONENTS INC. KOA ROHM SEI | STE
2332 | 6 |  | Y1 | CTAOOC | 2273338-7 | 2 | Restricted | Each | 1.0 | OSCIL 1.000MHZ 100PPM +EN LCSO4 SMD | 08522-SG-8002CA 1.0000M-PTC 03265-VCC1-A3A-1M000 20038-092-1-2 | EPSON, QD DIVISION VECTRON LABORATORIES INC FOX ELECTRONICS | STE
2333 | 6 |  | U34 | CTAOOC | 2274500-2 | 1 | Standard | Each | 1.0 | LOGIC INTERFACE RS-232 DRIVER-RECEIVER TSSOP 3 TO 5 V SUPPLY WITH ESD PROTECTION | 00495-MAX3232CPWE4 00124-ST3232ECTR 01649-ADM3202ARUZ | TEXAS INSTRUMENTS ST MICROELECTRONICS ANALOG DEVICES | STE
2334 | 6 |  | DS1-DS17 | CTAOOC | 2279219-2 | 1 | Standard | Each | 17.0 | LED GREEN LTST-C190G 0603 SMD | 18802 AP1608SGC 00941 HSMG-C190 11520 LTST-C190GKT 09050 PG1111C | KINGBRIGHT AVAGO TECHNOLOGIES LITE-ON STANLEY ELECTRIC CO LTD | STE
2335 | 6 |  | S1-S4 | CTAOOC | 2253364-2 | 3 | Not Recommended | Each | 4.0 | SURFACE MOUNT DIP SWITCH, 4 POSITION GULL WING WITH POLYIMIDE TAPE SEAL MACHINE-INSERTABLE. WARNING: Unknown Whisker Risk | 05229-90HBW04PRT 00031-219004MST | GRAYHILL CTS CORP | STE
2336 | 6 |  | U33 | CTAOOC | 2246237-2 | 3 | Standard | Each | 1.0 | DRIVER-RECEIVER UART WITH 16 BYTE FIFO 3.3-5V SUPPLY, 48-TQFP NOTE ONLY TI PART HAS AUTOFLOW CNTRL | 00495-TL16C550CPTG4 ZZE10-ST16C550CQ48-F | TEXAS INSTRUMENTS EXAR | STE
2337 | 6 |  | CR1,CR2 | CTAOOC | 2408243 | 1 | Restricted | Each | 2.0 | U1813HE SEMICONDUCTOR DIODE 5 VOLTS 5U AMPS | 10289-GBLC05C-LF | PROTEK DEVICES | STE
2338 | 6 |  | U14 | CTAOOC | 5135116-3 | 1 | Standard | Each | 1.0 | PROGRAMMABLE CPLD, 2210 LOGIC ELEMENTS, MAX_II, 1.5-3.3V I_O VOLTAGE, 2.5-3.3V SUPPLY, 204 IO PINS, FBGA 256 | 10208-EPM2210F256C5N | ALTERA | STE
2339 | 6 |  | R144,R146 | CTAOOC | 5245267-2 | 2 | Restricted | Each | 2.0 | RESISTOR 33 OHM, NON-MAGNETIC, 2 PERCENT, 100MW, FILM, 100PPM, 0603 | 23828-CHR0603 33 OHM +-2% | SRT RESISTOR TECHNOLOGY GMBH | STE
2340 | 6 |  | VR1 | CTAOOC | 2334692 | 1 | Restricted | Each | 1.0 | REGULATOR 3.3V OUTPUT LOW DROPOUT ANYCAP, 1.5A OUTPUT, SOT-223 | 01649-ADP3339AKCZ-3.3 | ANALOG DEVICES, INC. | STE
2341 | 6 |  | C1,C2,C4 | CTAOOC | 2378169 | 3 | Standard | Each | 3.0 | U6214CS CAPACITOR FIXED 100U FARADS | 07092-EEEHA1V101XP 06533-UWZ1V101MCL1GS 10220-EMVE350ADA101MF80G | PANASONIC NICHICON CORPORATION CHEMI-CON | STE
2342 | 6 |  | R62,R63,R157,R158 | CTAOOC | 2324551-373 | 2 | Standard | Each | 4.0 | RESISTOR 316 OHMS 1 PERCENT .1 WATT 100 PPM SMT 0603 THICK FILM | 06725-RK73H1JTTD3160F 02254-MCR03EZPFX3160 18981-CRCW0603316RFKEA 00006-WCR0603LF3160FPLT 00078-CR0603FX3160LF 11962-RC0603FR-07316RL | KOA ROHM VISHAY IRC BOURNS YAGEO | STE
2343 | 4 | 6 |  | ECCCollectorPart | 5444390 | 2 | Release | Each | 1.0 | Table accessory collector |  |  | HLE
2344 | 5 | 1 |  | CTAAssembly | 5451223 | 4 | Release | Each | 1.0 | Right shoulder pad assembly |  |  | CCX
2345 | 6 | 1 |  | CTAComponent | 5440513 | 1 | Release | Each | 1.0 | Shoulder fix main frame |  |  | CCX
2346 | 6 | 5 |  | CTAComponent | 5444569 | 1 | Release | Each | 1.0 | Shoulder fix knob assembly |  |  | CCX
2347 | 6 | 7 |  | CTAComponent | 5449400 | 1 | Release | Each | 1.0 | Shoulder pad adjusting knob |  |  | CCX
2348 | 6 | 6 |  | CTAComponent | 5442184 | 1 | Release | Each | 1.0 | Knob PU support tray |  |  | CCX
2349 | 6 | 11 |  | CTAComponent | 5438186 | 1 | Release | Each | 1.0 | Knob support tray base |  |  | CCX
2350 | 6 | 2 |  | CTAComponent | 5452280 | 1 | Release | Each | 1.0 | Shoulder adjustinging frame |  |  | CCX
2351 | 6 | 3 |  | CTAComponent | 5454761 | 1 | Release | Each | 1.0 | Right shoulder pad |  |  | CCX
2352 | 6 | 10 |  | CTAComponent | 5457979 | 1 | Release | Each | 1.0 | Shoulder pad adjusting thimble |  |  | HLE
2353 | 6 | 9 |  | CTAComponent | 5451438 | 1 | Release | Each | 1.0 | Right shoulder rear cover |  |  | CCX
2354 | 6 | 8 |  | CTAComponent | 5450657 | 1 | Release | Each | 1.0 | M4x10_GB973 |  |  | CCX
2355 | 6 | 14 |  | CTAComponent | 1000-M4C014-04 | 1 | Release | Each | 2.0 | Hexagon Socket Head Cap Screw, M4-0.7, X14mm Long, Grade 8.8 Steel, Zinc Plated, RoHS Fastener | 11060-M4C14KCSC9Z6/912 A0996-BN 4 M10 x 14mm CR6+FREE 24140-M4/14/SOHTCS/TC1D/ISO4762 | ANIXTER BOSSARD TR FORMAC DIV OF TR FASTENINGS | STM
2356 | 6 | 15 |  | CTAComponent | 1000-M5C016-04 | 5 | Release | Each | 3.0 | Hexagon Socket Head Cap Screw, M5-0.8, X16mm Long, Grade 8.8 Steel, Zinc Plated, RoHS Fastener | 11060-M5C16KCSC9Z6/912 24140-M5/16/SOHTCS/TC1D/DIN912 10487-1000-M5C016-04 20589-ZS2540016ZP0000 A0996-BN 4 M5 x 16mm CR6+FREE | ANIXTER TR FORMAC DIV OF TR FASTENINGS OHTA FASTENAL COMPANY BOSSARD | STM
2357 | 6 | 12 |  | CTAComponent | 5491728 | 1 | Release | Each | 4.0 | POM wearable thimble |  |  | CCX
2358 | 6 | 13 |  | CTAComponent | 1000-M4C010-04 | 5 | Release | Each | 2.0 | Hexagon Socket Head Cap Screw, ISO 4762, M4-0.7, X10mm Long, Grade 8.8 Steel, Zinc Plated, RoHS Fastener | 11060-M4C10KCSC9Z6/912 10487-1000-M4C010-04 20589-10948-03231 24140-M4/10/SOHTCS/TC1D/DIN912 A0996-BN 4 M4 X 10mm CR6+FREE | ANIXTER OHTA FASTENAL COMPANY TR FORMAC DIV OF TR FASTENINGS BOSSARD | STM
2359 | 6 | 4 |  | CTAComponent | 5459488 | 1 | Release | Each | 1.0 | Right shoulder pad fix plate |  |  | CCX
2360 | 6 | 18 |  | CTAComponent | 2000-M5-02 | 3 | Release | Each | 3.0 | Flat Washer, ISO7089, M5, Steel 140HV, Zinc Plated, RoHS Fastener | 11060-M5NWSFSTZ6/125A A0996-BN715 M5 CR6 Free 24140-M5/-/PWSTWA/TC1 20589-10948-03440 | ANIXTER BOSSARD TR FORMAC DIV OF TR FASTENINGS FASTENAL COMPANY | STM
2361 | 6 | 19 |  | CTAComponent | 2106-M5-14 | 1 | Release | Each | 3.0 | Spring Lock Washer with Flat Ends JIS B1251, M5, Spring Stainless Steel, Rohs Fastener | 24140-2106-M5-14 | TR FORMAC DIV OF TR FASTENINGS | STM
2362 | 6 | 16 |  | CTAComponent | 1043-M4C006-37 | 1 | Release | Each | 1.0 | Hexagon Socket Set Screws with Dog Point, ISO 4028, M4-0.7, X6mm Long, A2-21H Stainless Steel, Passivate, RoHS Fastener | A0996-BN619 M4 x 6mm CR6+FREE 11060-M4C6KKDSJ/915 24140-M4/6/HSA2DP/SF/GB79 | BOSSARD ANIXTER TR FORMAC DIV OF TR FASTENINGS | STM
2363 | 6 | 17 |  | CTAComponent | 1010-M4C008-14 | 1 | Release | Each | 6.0 | Phillips Flat Head Screw, ISO 7046, M4-0.7, X8mm Long, Grade 4.8 Steel, Zinc Plated, RoHS Fastener | 20589-10948-03507 11060-M4C8MXFSTZ6/965A | FASTENAL COMPANY ANIXTER | STM
2364 | 5 | 5 |  | CTAAssembly | 5451224 | 4 | Release | Each | 1.0 | Right grasp handle assembly |  |  | CCX
2365 | 6 | 2 |  | CTAComponent | 5442184 | 1 | Release | Each | 1.0 | Knob PU support tray |  |  | CCX
2366 | 6 | 5 |  | CTAComponent | 5442185 | 1 | Release | Each | 1.0 | Right grasp handle frame |  |  | CCX
2367 | 6 | 1 |  | CTAComponent | 5438186 | 1 | Release | Each | 1.0 | Knob support tray base |  |  | CCX
2368 | 6 | 7 |  | CTAComponent | 5491728 | 1 | Release | Each | 2.0 | POM wearable thimble |  |  | CCX
2369 | 6 | 6 |  | CTAComponent | 5450657 | 1 | Release | Each | 1.0 | M4x10_GB973 |  |  | CCX
2370 | 6 | 4 |  | CTAComponent | 5451439 | 1 | Release | Each | 1.0 | Grasp handle column |  |  | CCX
2371 | 6 | 3 |  | CTAComponent | 5444569 | 1 | Release | Each | 1.0 | Shoulder fix knob assembly |  |  | CCX
2372 | 5 | 4 |  | CTAAssembly | 5445988 | 4 | Release | Each | 2.0 | Handle grid assembly |  |  | CCX
2373 | 6 | 4 |  | CTAComponent | 5438186 | 1 | Release | Each | 2.0 | Knob support tray base |  |  | CCX
2374 | 6 | 8 |  | CTAComponent | 1000-M5C016-04 | 5 | Release | Each | 4.0 | Hexagon Socket Head Cap Screw, M5-0.8, X16mm Long, Grade 8.8 Steel, Zinc Plated, RoHS Fastener | 11060-M5C16KCSC9Z6/912 24140-M5/16/SOHTCS/TC1D/DIN912 10487-1000-M5C016-04 20589-ZS2540016ZP0000 A0996-BN 4 M5 x 16mm CR6+FREE | ANIXTER TR FORMAC DIV OF TR FASTENINGS OHTA FASTENAL COMPANY BOSSARD | STM
2375 | 6 | 1 |  | CTAComponent | 5449401 | 1 | Release | Each | 2.0 | Handle grid fixing frame |  |  | CCX
2376 | 6 | 3 |  | CTAComponent | 5447013 | 1 | Release | Each | 2.0 | Handle fix knob assembly |  |  | CCX
2377 | 6 | 5 |  | CTAComponent | 5442184 | 1 | Release | Each | 2.0 | Knob PU support tray |  |  | CCX
2378 | 6 | 2 |  | CTAComponent | 5438187 | 1 | Release | Each | 1.0 | Handle grid bar |  |  | CCX
2379 | 6 | 7 |  | CTAComponent | 5491728 | 1 | Release | Each | 4.0 | POM wearable thimble |  |  | CCX
2380 | 6 | 6 |  | CTAComponent | 5450657 | 1 | Release | Each | 1.0 | M4x10_GB973 |  |  | CCX
2381 | 5 | 6 |  | CTAAssembly | 5455393 | 4 | Release | Each | 1.0 | Left grasp handle assembly |  |  | CCX
2382 | 6 | 2 |  | CTAComponent | 5442184 | 1 | Release | Each | 1.0 | Knob PU support tray |  |  | CCX
2383 | 6 | 3 |  | CTAComponent | 5444569 | 1 | Release | Each | 1.0 | Shoulder fix knob assembly |  |  | CCX
2384 | 6 | 1 |  | CTAComponent | 5438186 | 1 | Release | Each | 1.0 | Knob support tray base |  |  | CCX
2385 | 6 | 7 |  | CTAComponent | 5491728 | 1 | Release | Each | 2.0 | POM wearable thimble |  |  | CCX
2386 | 6 | 5 |  | CTAComponent | 5460251 | 1 | Release | Each | 1.0 | Left grasp hand1e frame |  |  | CCX
2387 | 6 | 6 |  | CTAComponent | 5450657 | 1 | Release | Each | 1.0 | M4x10_GB973 |  |  | CCX
2388 | 6 | 4 |  | CTAComponent | 5451439 | 1 | Release | Each | 1.0 | Grasp handle column |  |  | CCX
2389 | 5 | 3 |  | CTAAssembly | 5439539 | 4 | Release | Each | 1.0 | Foot step assembly |  |  | CCX
2390 | 6 | 1 |  | CTAAssembly | 5449857 | 1 | Release | Each | 1.0 | Foot step board assembly |  |  | CCX
2391 | 7 | 2 |  | CTAComponent | 5436902 | 1 | Release | Each | 1.0 | Foot step board left support plate |  |  | CCX
2392 | 7 | 4 |  | CTAComponent | 5442994 | 1 | Release | Each | 1.0 | Foot step board right support plate |  |  | CCX
2393 | 7 | 3 |  | CTAComponent | 5447816 | 1 | Release | Each | 2.0 | Foot step board middle support plate |  |  | CCX
2394 | 7 | 1 |  | CTAComponent | 5448645 | 1 | Release | Each | 1.0 | Foot step board top plate |  |  | CCX
2395 | 7 | 6 |  | CTAComponent | 5462495 | 1 | Release | Each | 2.0 | Foot step board R angle plate |  |  | CCX
2396 | 7 | 7 |  | CTAComponent | 5494207 | 1 | Release | Each | 6.0 | Foot step support block |  |  | CCX
2397 | 7 | 5 |  | CTAComponent | 5439753 | 1 | Release | Each | 1.0 | Foot step board bottom plate |  |  | CCX
2398 | 6 | 8 |  | CTAComponent | 1000-M4C010-04 | 5 | Release | Each | 4.0 | Hexagon Socket Head Cap Screw, ISO 4762, M4-0.7, X10mm Long, Grade 8.8 Steel, Zinc Plated, RoHS Fastener | 11060-M4C10KCSC9Z6/912 10487-1000-M4C010-04 20589-10948-03231 24140-M4/10/SOHTCS/TC1D/DIN912 A0996-BN 4 M4 X 10mm CR6+FREE | ANIXTER OHTA FASTENAL COMPANY TR FORMAC DIV OF TR FASTENINGS BOSSARD | STM
2399 | 6 | 5 |  | CTAComponent | 1000-M5C016-04 | 5 | Release | Each | 6.0 | Hexagon Socket Head Cap Screw, M5-0.8, X16mm Long, Grade 8.8 Steel, Zinc Plated, RoHS Fastener | 11060-M5C16KCSC9Z6/912 24140-M5/16/SOHTCS/TC1D/DIN912 10487-1000-M5C016-04 20589-ZS2540016ZP0000 A0996-BN 4 M5 x 16mm CR6+FREE | ANIXTER TR FORMAC DIV OF TR FASTENINGS OHTA FASTENAL COMPANY BOSSARD | STM
2400 | 6 | 3 |  | CTAComponent | 5457212 | 1 | Release | Each | 2.0 | Foot step board nylon pillow |  |  | CCX
2401 | 6 | 2 |  | CTAAssembly | 5453109 | 1 | Release | Each | 1.0 | Foot step left support bracket |  |  | CCX
2402 | 7 | 4 |  | CTAComponent | 5496469 | 1 | Release | Each | 3.0 | Screw M4X8_GB79 |  |  | CCX
2403 | 7 | 2 |  | CTAComponent | 5441363 | 1 | Release | Each | 1.0 | Foot step left support pin |  |  | CCX
2404 | 7 | 1 |  | CTAComponent | 5458718 | 1 | Release | Each | 1.0 | Left bracket frame |  |  | CCX
2405 | 7 | 3 |  | CTAComponent | 5453111 | 1 | Release | Each | 1.0 | Foot step guide pin |  |  | CCX
2406 | 6 | 4 |  | CTAAssembly | 5461026 | 1 | Release | Each | 1.0 | Foot step right support bracket |  |  | CCX
2407 | 7 | 1 |  | CTAAssembly | 5443777 | 1 | Release | Each | 1.0 | Foot step locking assembly |  |  | CCX
2408 | 8 | 2 |  | CTAComponent | 5457211 | 1 | Release | Each | 1.0 | Foot step locking assembly frame |  |  | CCX
2409 | 8 | 3 |  | CTAComponent | 5439752 | 1 | Release | Each | 1.0 | Foot step locking assembly fixing shaft |  |  | CCX
2410 | 8 | 1 |  | CTAComponent | 5462494 | 1 | Release | Each | 1.0 | Foot step locking handle |  |  | CCX
2411 | 8 | 7 |  | CTAComponent | 3001-M6C-27 | 3 | Release | Each | 2.0 | Hexagon Thin Nut, ISO4035, M6-1.0, Grade 04 Steel, Zinc Plated, RoHS Fastener | 20589-10948-03713 24140-M6/-/HLST-/TC1D/DIN439B 11060-M6CNFJSTZ6/439B 24140-M6/-/HLST-/TC1/DIN439B A0996-BN124 M6 CR6+FREE | FASTENAL COMPANY TR FORMAC DIV OF TR FASTENINGS ANIXTER TR FORMAC DIV OF TR FASTENINGS BOSSARD | STM
2412 | 8 | 6 |  | CTAComponent | 2000-M6-02 | 3 | Release | Each | 1.0 | Flat Washer, ISO7089, M6, Steel 140HV, Zinc Plated, RoHS Fastener | 20589-10948-03441 A0996-BN715 M6 CR6 Free 11060-M6NWSFSTZ6/125A 24140-M6/-/PWSTWA/TC1 | FASTENAL COMPANY BOSSARD ANIXTER TR FORMAC DIV OF TR FASTENINGS | STM
2413 | 8 | 4 |  | CTAComponent | 5491729 | 1 | Release | Each | 2.0 | Disk spring 11.8x6.2 |  |  | CCX
2414 | 8 | 5 |  | CTAComponent | 5496470 | 1 | Release | Each | 1.0 | screw M3x8_GB79 |  |  | CCX
2415 | 7 | 3 |  | CTAComponent | 5453111 | 1 | Release | Each | 1.0 | Foot step guide pin |  |  | CCX
2416 | 7 | 5 |  | CTAComponent | 5456434 | 1 | Release | Each | 1.0 | Foot step locking assembly cover |  |  | CCX
2417 | 7 | 4 |  | CTAComponent | 5460253 | 1 | Release | Each | 1.0 | Foot step right support pin |  |  | CCX
2418 | 7 | 2 |  | CTAComponent | 5436901 | 1 | Release | Each | 1.0 | Foot step right support bracket |  |  | CCX
2419 | 7 | 7 |  | CTAComponent | 5496469 | 1 | Release | Each | 3.0 | Screw M4X8_GB79 |  |  | CCX
2420 | 7 | 9 |  | CTAComponent | 2000-M4-02 | 6 | Release | Each | 4.0 | Flat Washer, ISO7089, M4, Steel 140HV, Zinc Plated, RoHS Fastener | A0996-BN715 M4 CR6 Free 10487-2000-M4-02 11060-M4NWSFSTZ6/125A 20589-10948-03439 24140-M4/-/PWSTWA/TC1/ISO7089 | BOSSARD OHTA ANIXTER FASTENAL COMPANY TR FORMAC DIV OF TR FASTENINGS | STM
2421 | 7 | 10 |  | CTAComponent | C2106-M4-02 | 3 | Release | Each | 2.0 | Spring Lock Washer, M4, Zinc plated, Rohs Fastener | 24140-C2106-M4-02 | TR FORMAC DIV OF TR FASTENINGS | HLE
2422 | 7 | 6 |  | CTAComponent | 1000-M4C016-04 | 4 | Release | Each | 2.0 | Hexagon Socket Head Cap Screw, M4-0.7, X16mm Long, Grade 8.8 Steel, Zinc Plated, RoHS Fastener | 20589-10948-03233 24140-M4/16/SOHTCS/TC1D/DIN912 10487-1000-M4C016-04 11060-M4C16KCSC9Z6/912 A0996-BN 4 M4 x 16mm CR6+FREE | FASTENAL COMPANY TR FORMAC DIV OF TR FASTENINGS OHTA ANIXTER BOSSARD | STM
2423 | 7 | 8 |  | CTAComponent | 1010-M3C008-14 | 1 | Release | Each | 2.0 | Phillips Flat Head Screw, ISO 7046, M3-0.5, X8mm Long, Grade 4.8 Steel, Zinc Plated, RoHS Fastener | 20589-10948-03502 11060-M3C8MXFSTZ6/965A | FASTENAL COMPANY ANIXTER | STM
2424 | 6 | 6 |  | CTAComponent | 2000-M5-02 | 3 | Release | Each | 6.0 | Flat Washer, ISO7089, M5, Steel 140HV, Zinc Plated, RoHS Fastener | 11060-M5NWSFSTZ6/125A A0996-BN715 M5 CR6 Free 24140-M5/-/PWSTWA/TC1 20589-10948-03440 | ANIXTER BOSSARD TR FORMAC DIV OF TR FASTENINGS FASTENAL COMPANY | STM
2425 | 6 | 7 |  | CTAComponent | 2106-M5-14 | 1 | Release | Each | 6.0 | Spring Lock Washer with Flat Ends JIS B1251, M5, Spring Stainless Steel, Rohs Fastener | 24140-2106-M5-14 | TR FORMAC DIV OF TR FASTENINGS | STM
2426 | 5 | 2 |  | CTAAssembly | 5445185 | 4 | Release | Each | 1.0 | Left shoulder pad assembly |  |  | CCX
2427 | 6 | 1 |  | CTAComponent | 5440513 | 1 | Release | Each | 1.0 | Shoulder fix main frame |  |  | CCX
2428 | 6 | 6 |  | CTAComponent | 5438186 | 1 | Release | Each | 1.0 | Knob support tray base |  |  | CCX
2429 | 6 | 9 |  | CTAComponent | 5450657 | 1 | Release | Each | 1.0 | M4x10_GB973 |  |  | CCX
2430 | 6 | 8 |  | CTAComponent | 5449400 | 1 | Release | Each | 1.0 | Shoulder pad adjusting knob |  |  | CCX
2431 | 6 | 3 |  | CTAComponent | 5444569 | 1 | Release | Each | 1.0 | Shoulder fix knob assembly |  |  | CCX
2432 | 6 | 7 |  | CTAComponent | 5442184 | 1 | Release | Each | 1.0 | Knob PU support tray |  |  | CCX
2433 | 6 | 10 |  | CTAComponent | 5457979 | 1 | Release | Each | 1.0 | Shoulder pad adjusting thimble |  |  | HLE
2434 | 6 | 4 |  | CTAComponent | 5473622 | 1 | Release | Each | 1.0 | Left shoulder pad fix plate |  |  | CCX
2435 | 6 | 5 |  | CTAComponent | 5454762 | 1 | Release | Each | 1.0 | Left shoulder pad |  |  | CCX
2436 | 6 | 2 |  | CTAComponent | 5452280 | 1 | Release | Each | 1.0 | Shoulder adjustinging frame |  |  | CCX
2437 | 6 | 14 |  | CTAComponent | 1000-M4C014-04 | 1 | Release | Each | 2.0 | Hexagon Socket Head Cap Screw, M4-0.7, X14mm Long, Grade 8.8 Steel, Zinc Plated, RoHS Fastener | 11060-M4C14KCSC9Z6/912 A0996-BN 4 M10 x 14mm CR6+FREE 24140-M4/14/SOHTCS/TC1D/ISO4762 | ANIXTER BOSSARD TR FORMAC DIV OF TR FASTENINGS | STM
2438 | 6 | 15 |  | CTAComponent | 1000-M5C016-04 | 5 | Release | Each | 1.0 | Hexagon Socket Head Cap Screw, M5-0.8, X16mm Long, Grade 8.8 Steel, Zinc Plated, RoHS Fastener | 11060-M5C16KCSC9Z6/912 24140-M5/16/SOHTCS/TC1D/DIN912 10487-1000-M5C016-04 20589-ZS2540016ZP0000 A0996-BN 4 M5 x 16mm CR6+FREE | ANIXTER TR FORMAC DIV OF TR FASTENINGS OHTA FASTENAL COMPANY BOSSARD | STM
2439 | 6 | 12 |  | CTAComponent | 5491728 | 1 | Release | Each | 4.0 | POM wearable thimble |  |  | CCX
2440 | 6 | 13 |  | CTAComponent | 1000-M4C010-04 | 5 | Release | Each | 2.0 | Hexagon Socket Head Cap Screw, ISO 4762, M4-0.7, X10mm Long, Grade 8.8 Steel, Zinc Plated, RoHS Fastener | 11060-M4C10KCSC9Z6/912 10487-1000-M4C010-04 20589-10948-03231 24140-M4/10/SOHTCS/TC1D/DIN912 A0996-BN 4 M4 X 10mm CR6+FREE | ANIXTER OHTA FASTENAL COMPANY TR FORMAC DIV OF TR FASTENINGS BOSSARD | STM
2441 | 6 | 11 |  | CTAComponent | 5473623 | 1 | Release | Each | 1.0 | left shoulder rear cover |  |  | CCX
2442 | 6 | 19 |  | CTAComponent | 2106-M5-14 | 1 | Release | Each | 1.0 | Spring Lock Washer with Flat Ends JIS B1251, M5, Spring Stainless Steel, Rohs Fastener | 24140-2106-M5-14 | TR FORMAC DIV OF TR FASTENINGS | STM
2443 | 6 | 18 |  | CTAComponent | 2000-M5-02 | 3 | Release | Each | 1.0 | Flat Washer, ISO7089, M5, Steel 140HV, Zinc Plated, RoHS Fastener | 11060-M5NWSFSTZ6/125A A0996-BN715 M5 CR6 Free 24140-M5/-/PWSTWA/TC1 20589-10948-03440 | ANIXTER BOSSARD TR FORMAC DIV OF TR FASTENINGS FASTENAL COMPANY | STM
2444 | 6 | 17 |  | CTAComponent | 1010-M4C008-14 | 1 | Release | Each | 6.0 | Phillips Flat Head Screw, ISO 7046, M4-0.7, X8mm Long, Grade 4.8 Steel, Zinc Plated, RoHS Fastener | 20589-10948-03507 11060-M4C8MXFSTZ6/965A | FASTENAL COMPANY ANIXTER | STM
2445 | 6 | 16 |  | CTAComponent | 1043-M4C006-37 | 1 | Release | Each | 1.0 | Hexagon Socket Set Screws with Dog Point, ISO 4028, M4-0.7, X6mm Long, A2-21H Stainless Steel, Passivate, RoHS Fastener | A0996-BN619 M4 x 6mm CR6+FREE 11060-M4C6KKDSJ/915 24140-M4/6/HSA2DP/SF/GB79 | BOSSARD ANIXTER TR FORMAC DIV OF TR FASTENINGS | STM
2446 | 4 | 4 |  | CTACircuitBoard | 5440559 | 4 | Release | Each | 1.0 | PT800+ Xray Board PWA |  |  | HLE
2447 | 5 |  | J11,J332,J342 | CTAOOC | 46-221703P17 | 2 | Not Recommended | Each | 3.0 | 025 POS 50 CONT .100 SPACING STRAIGHT W/LONG LATCHES 4-WALL AMP PART IS RESTRICTED DUE TO THE FA CT THAT IT REQUIRES A .250 LONG SCRE W TO RETAIN IT. | 00266 3433-6303 00266 3433-6603 02973 IDH-50PK1-S4-TG30 | 3M (MINNESOTA MINING MFG) 3M (MINNESOTA MINING MFG) ROBINSON NUGENT INC | STA
2448 | 5 |  | VR4 | CTAOOC | 46-312356P2 | 2 | Restricted | Each | 1.0 | VOLTAGE REFERENCE 5 VOLTS .05 PERCENT 5 PP SO8 | 01649-AD586LRZ | ANALOG DEVICES, INC. | STE
2449 | 5 |  | R19,R27,R28,R33 | CTAOOC | 46-312792P5 | 5 | Standard | Each | 4.0 | RESISTOR 49.9 OHMS 1 % .125 WATTS 100 PPM/DEGREE C 100V 0805 PACKAGE L .079 W .050 T .018 | 00006-WCR0805LF49R9F 11623-NRC10F49R9TRF 05498-MC080549R9FTW 18981-CRCW080549R9FKE 06725-RK73H2ATTD49R9F | IRC NIC COMPONENTS CORPORATION RCD COMPONENTS INC. VISHAY KOA | STE
2450 | 5 |  | R29-R32,R68-R71,R76-R79,R82-R85,R90-R93 | CTAOOC | 46-312792P7 | 4 | Standard | Each | 20.0 | RESISTOR 10k OHMS 1 PERCENT .125 WATTS SURFACE MOUNTING 0805 PACKAGE 100 PPM/DEGREE C 100V L .079 W .050 T .018 | 11623-NRC10F1002TRF 05498-MC08051002FTW 18981-CRCW080510K0FKE 00006-WCR0805LF1002F 06725-RK73H2ATTD1002F | NIC COMPONENTS CORPORATION RCD COMPONENTS INC. VISHAY IRC KOA | STE
2451 | 5 |  | R44,R47,R53,R59 | CTAOOC | 46-312792P1 | 6 | Standard | Each | 4.0 | RESISTOR 0 OHM 1PERCENT 125MW 0805 JUMPER SURFACE MOUNTING 0 OHM L .079 W .050 T .018 | 18981-CRCW08050000Z0E 06725-RK73Z2AT 05498-ZC0805TW | VISHAY KOA RCD COMPONENTS INC. | STE
2452 | 5 |  | TP0-TP3 | CTAOOC | 46-301752P5 | 3 | Standard | Each | 4.0 | CONNECTOR 1 CONTACTS SURFACE MOUNT PRINTED CIRCUIT TEST POINTS | 04947 5016 ZZC70-TP-107-02-1-T | KEYSTONE ELECTRONICS CORP COMPONENTS CORPORATION | STE
2453 | 5 |  | J1 | CTAOOC | 46-296085P3 | 1 | Restricted | Each | 1.0 | CONNECTOR 4 CONTACTS FOR GOLD PLATED CONTACTS SEE 46-2218 60P3. | 18996-641968-1 | TE CONNECTIVITY | STE
2454 | 5 |  | D1-D12 | CTAOOC | 46-315841P2 | 1 | Standard | Each | 12.0 | SEMICONDUCTOR:DIODE 75 VOLTS 200m AM HIGH CONDUCTANCE LOW LEAKAGE SOT-23 | 18846-BAS116LT1G | ON SEMICONDUCTOR | STE
2455 | 5 |  | R11,R12,R37,R38 | CTAOOC | 46-312792P117 | 5 | Standard | Each | 4.0 | RESISTOR 3.16k OHMS 1 % .125 WATTS | 11962-RC0805FR-073K16L 00006-WCR0805LF3161F 05498-MC08053161FTW 18981-CRCW08053K16FKE 06725-RK73H2ATTD3161F 02254-MCR10EZPF3161 | YAGEO IRC RCD COMPONENTS INC. VISHAY KOA ROHM | STE
2456 | 5 |  | R13-R16 | CTAOOC | 46-312792P24 | 3 | Standard | Each | 4.0 | RESISTOR 20k OHMS 1 PERCENT .125 WATTS | 06725-RK73H2ATTD2002F 05498-MC08052002FTW 18981-CRCW080520K0FKE 00006-WCR0805LF2002F | KOA RCD COMPONENTS INC. VISHAY IRC | STE
2457 | 5 |  | R17,R18,R20,R21 | CTAOOC | 46-312792P62 | 4 | Standard | Each | 4.0 | RESISTOR 2M OHMS 1 % .125 WATTS 100 VOLT 100 PPM TC 0805 PACKAGE | 00006-WCR0805LF2004F 18981-CRCW08052M00FKE 11623-NRC10F2004TRF 05498-MC08052004FT101W 02254-MCR10EZPF2004 | IRC VISHAY NIC COMPONENTS CORPORATION RCD COMPONENTS INC. ROHM | STE
2458 | 5 |  | R3-R10 | CTAOOC | 46-312792P81 | 6 | Standard | Each | 8.0 | RESISTOR 100 OHMS 1 PERCENT .125 WATTS 100 VOLT 100 PPM TC 0805 PACKAGE | 18981-CRCW0805100RFKE 11962-RC0805FR-07100RL 00006-WCR0805LF1000F 05498-MC08051000FTW 06725-RK73H2ATTD1000F 02254-MCR10EZPF1000 | VISHAY YAGEO IRC RCD COMPONENTS INC. KOA ROHM | STE
2459 | 5 |  | R51 | CTAOOC | 46-312792P113 | 4 | Standard | Each | 1.0 | RESISTOR 2.37k OHMS 1 PERCENT .1 WATTS 100 VOLT 100 PPM TC 0805 PACKAGE | 02254-MCR10EZPF2371 07092-ERJ-6ENF2371V 00006-WCR0805LF2371F 11962-RC0805FR-072K37L 05498-MC0805-2371-FTW 18981-CRCW08052K37FKE 06725-RK73H2ATTP2371F 10302-RMCF 1/10 2.37K 1% 10302-RMCF0805FT2K37 | ROHM PANASONIC IRC YAGEO RCD COMPONENTS INC. VISHAY KOA SEI SEI | STE
2460 | 5 |  | R22-R25 | CTAOOC | 46-312792P41 | 3 | Standard | Each | 4.0 | RESISTOR 1M OHMS 1 % .125 WATTS | 18981-CRCW08051M00FKE 06725-RK73H2ATTD1004F 00006-WCR0805LF1004F 05498-MC08051004FTW | VISHAY KOA IRC RCD COMPONENTS INC. | STE
2461 | 5 |  | R1,R2,R35,R36,R39-R42,R45,R46,R49,R50,R60-R64,R80,R88 | CTAOOC | 46-312792P13 | 4 | Standard | Each | 19.0 | RESISTOR 1k OHMS 1 PERCENT .125 WATTS 0805 CASE SIZE | 11623-NRC10F1001TRF 05498-MC08051001FTW 18981-CRCW08051K00FKE 06725-RK73H2ATTD1001F 00006-WCR0805LF1001F | NIC COMPONENTS CORPORATION RCD COMPONENTS INC. VISHAY KOA IRC | STE
2462 | 5 |  | R48,R55,R67,R72-R74,R86,R87 | CTAOOC | 46-312792P11 | 4 | Standard | Each | 8.0 | RESISTOR 2k OHMS 1 % .125 WATTS 100V 100PPM/C | 18981-CRCW08052K00FKE 11623-NRC10F2001TRF 00006-WCR0805LF2001F 06725-RK73H2ATTD2001F 05498-MC08052001FTW | VISHAY NIC COMPONENTS CORPORATION IRC KOA RCD COMPONENTS INC. | STE
2463 | 5 |  | U1,U8 | CTAOOC | 2154024 | 2 | Standard | Each | 2.0 | INT RECEIV 26C32 SO16 .15 SMD | 00495-AM26C32IDE4 00036-DS26C32ATM NOPB 00495-DS26C32ATM NOPB | TEXAS INSTRUMENTS NATIONAL SEMICONDUCTOR TEXAS INSTRUMENTS | STE
2464 | 5 |  | AR1-AR5 | CTAOOC | 2110206-2 | 1 | Standard | Each | 5.0 | AMPLIFIER OP AMP LM324 QUAD AMPLIFIER_NEW QUAD LOW POWER DIFFERENTIAL INPUT OPERATIONAL AMPLIFIER LM324A 14-PIN DIP | 18846-LM324ADG | ON SEMICONDUCTOR | STE
2465 | 5 |  | U3 | CTAOOC | 2138960-2 | 1 | Restricted | Each | 1.0 | ANALOG SWITCH AND MUX ANALOG MUX 4-CHANNEL DIFFERENTIAL BREAK-BEFORE- MAKE ANALOG MUX SOP16 THIS PART HAS A SETTLING ACCURACY OF LESS THEN 10PPM AT 18 USEC USE 2138960 FOR STANDARD PART | 18981-DG409DY-E3 | VISHAY | STE
2466 | 5 |  | U4-U7,U9-U12 | CTAOOC | 2154023 | 2 | Standard | Each | 8.0 | INT DRIVER LIGN 26C31 SO16 .15 SMD | 00036-DS26C31TM NOPB 00495-AM26C31IDE4 00495-DS26C31TM NOPB | NATIONAL SEMICONDUCTOR TEXAS INSTRUMENTS TEXAS INSTRUMENTS | STE
2467 | 5 |  | U15 | CTAOOC | 2105421 | 1 | Restricted | Each | 1.0 | AMPLIFIER 2 EACH 2 PPM-DEG C 5.2 VOL SINGLE SUPPLY, RAIL TO RAIL LOW POWERFET-INPUT OP AMP | 01649-AD822BRZ | ANALOG DEVICES, INC. | STE
2468 | 5 |  | U2,U13 | CTAOOC | 2103629 | 2 | Standard | Each | 2.0 | ANALOG SWITCH AND MUX ANALOG MUX | 18981-DG408DY-E3 | VISHAY | STE
2469 | 5 |  | DS1,DS2 | CTAOOC | 2279219-2 | 1 | Standard | Each | 2.0 | LED GREEN LTST-C190G 0603 SMD | 18802 AP1608SGC 00941 HSMG-C190 11520 LTST-C190GKT 09050 PG1111C | KINGBRIGHT AVAGO TECHNOLOGIES LITE-ON STANLEY ELECTRIC CO LTD | STE
2470 | 5 |  | C1,C26,C27 | CTAOOC | 2378169 | 3 | Standard | Each | 3.0 | U6214CS CAPACITOR FIXED 100U FARADS | 07092-EEEHA1V101XP 06533-UWZ1V101MCL1GS 10220-EMVE350ADA101MF80G | PANASONIC NICHICON CORPORATION CHEMI-CON | STE
2471 | 5 |  | C2-C13,C18-C25 | CTAOOC | 2187107-6 | 3 | Not Recommended | Each | 20.0 | CAPACITOR FIXED .1u FARADS 50 VOLTS | 08390 C0805C104K5RAC 07945-CL21B104KBCNNNC | KEMET SAMSUNG | STE
2472 | 5 |  | C30,C32-C37,C40-C47 | CTAOOC | 2235239-6 | 2 | Standard | Each | 15.0 | CAPACITOR X7R 100NF 10% 16V 0603 | 08390 C0603C104K4RAC 18981-VJ0603Y104KXJ 11962-CC0603KRX7R7BB104 19214-0603YC104KAT | KEMET VISHAY YAGEO AVX/KYOCERA | STE
2473 | 5 |  | C28,C29,C38,C39 | CTAOOC | 2235239-22 | 2 | Standard | Each | 4.0 | CAPACITOR 1U, 10 PERCENT, 16V, CERAMIC, X7R, 0603 | 03041-C1608X7R1C105K 19214-0603YC105KAT2A 08390-C0603C105K4RAC 02862-GRM188R71C105KA12 03041-C1608X7R1C105K080AC | TDK AVX/KYOCERA KEMET MURATA TDK | STE
2474 | 5 |  | J82 | CTAOOC | 2256875-9 | 1 | Not Recommended | Each | 1.0 | CONNEC 4.2-5566 2X6C STR PLU-TIN+PEG. WARNING: Unknown Whisker Risk | 01525 39-29-9122 18996-1-794307-1 | MOLEX TE CONNECTIVITY | STE
2475 | 5 |  | C31 | CTAOOC | 2183937-10 | 3 | Standard | Each | 1.0 | CAPA TANT 10UF 10% 25V 6032 | 08390-T491C106K025AT 08390-B45196H5106K30 18981-293D106X9025C2TE3 19214-TAJC106K025RNJ | KEMET KEMET VISHAY AVX/KYOCERA | STE
2476 | 5 |  | C14-C17 | CTAOOC | 2187107-3 | 1 | Standard | Each | 4.0 | CAPACITOR FIXED .01u FARADS 50 VOLTS | 08390 C0805C103K5RAC 19214-08055C103KAT | KEMET AVX/KYOCERA | STE
2477 | 5 |  | R56-R58,VR9-VR11 | CTAOOC | 2182276-6 | 1 | Not Recommended | Each | 6.0 | RESISTOR 5k OHMS 10 PERCENT 400m WATTS. WARNING: Unknown Whisker Risk | 00078-3362P-1-502LF 01667-25PR5KLF 18981-T73YE502K | BOURNS BI TECHNOLOGIES VISHAY | STE
2478 | 5 |  | PWB | CTACircuitBoard | 5453164 | 1 | Release | Each | 1.0 | PT800+ XRAY board PWB |  |  | HLE
2479 | 6 |  | J1 | CTAOOC | 46-296085P3 | 1 | Restricted | Each | 1.0 | CONNECTOR 4 CONTACTS FOR GOLD PLATED CONTACTS SEE 46-2218 60P3. | 18996-641968-1 | TE CONNECTIVITY | STE
2480 | 6 |  | VR4 | CTAOOC | 46-312356P2 | 2 | Restricted | Each | 1.0 | VOLTAGE REFERENCE 5 VOLTS .05 PERCENT 5 PP SO8 | 01649-AD586LRZ | ANALOG DEVICES, INC. | STE
2481 | 6 |  | TP0-TP3 | CTAOOC | 46-301752P5 | 3 | Standard | Each | 4.0 | CONNECTOR 1 CONTACTS SURFACE MOUNT PRINTED CIRCUIT TEST POINTS | 04947 5016 ZZC70-TP-107-02-1-T | KEYSTONE ELECTRONICS CORP COMPONENTS CORPORATION | STE
2482 | 6 |  | J11,J332,J342 | CTAOOC | 46-221703P17 | 2 | Not Recommended | Each | 3.0 | 025 POS 50 CONT .100 SPACING STRAIGHT W/LONG LATCHES 4-WALL AMP PART IS RESTRICTED DUE TO THE FA CT THAT IT REQUIRES A .250 LONG SCRE W TO RETAIN IT. | 00266 3433-6303 00266 3433-6603 02973 IDH-50PK1-S4-TG30 | 3M (MINNESOTA MINING MFG) 3M (MINNESOTA MINING MFG) ROBINSON NUGENT INC | STA
2483 | 6 |  | R47,R52,R59 | CTAOOC | 46-312792P1 | 6 | Standard | Each | 3.0 | RESISTOR 0 OHM 1PERCENT 125MW 0805 JUMPER SURFACE MOUNTING 0 OHM L .079 W .050 T .018 | 18981-CRCW08050000Z0E 06725-RK73Z2AT 05498-ZC0805TW | VISHAY KOA RCD COMPONENTS INC. | STE
2484 | 6 |  | R1,R2,R35,R36,R41,R42,R45,R46,R49,R50,R60-R64 | CTAOOC | 46-312792P13 | 4 | Standard | Each | 15.0 | RESISTOR 1k OHMS 1 PERCENT .125 WATTS 0805 CASE SIZE | 11623-NRC10F1001TRF 05498-MC08051001FTW 18981-CRCW08051K00FKE 06725-RK73H2ATTD1001F 00006-WCR0805LF1001F | NIC COMPONENTS CORPORATION RCD COMPONENTS INC. VISHAY KOA IRC | STE
2485 | 6 |  | R13-R16 | CTAOOC | 46-312792P24 | 3 | Standard | Each | 4.0 | RESISTOR 20k OHMS 1 PERCENT .125 WATTS | 06725-RK73H2ATTD2002F 05498-MC08052002FTW 18981-CRCW080520K0FKE 00006-WCR0805LF2002F | KOA RCD COMPONENTS INC. VISHAY IRC | STE
2486 | 6 |  | R29-R32 | CTAOOC | 46-312792P7 | 4 | Standard | Each | 4.0 | RESISTOR 10k OHMS 1 PERCENT .125 WATTS SURFACE MOUNTING 0805 PACKAGE 100 PPM/DEGREE C 100V L .079 W .050 T .018 | 11623-NRC10F1002TRF 05498-MC08051002FTW 18981-CRCW080510K0FKE 00006-WCR0805LF1002F 06725-RK73H2ATTD1002F | NIC COMPONENTS CORPORATION RCD COMPONENTS INC. VISHAY IRC KOA | STE
2487 | 6 |  | R19,R27,R28,R33 | CTAOOC | 46-312792P5 | 5 | Standard | Each | 4.0 | RESISTOR 49.9 OHMS 1 % .125 WATTS 100 PPM/DEGREE C 100V 0805 PACKAGE L .079 W .050 T .018 | 00006-WCR0805LF49R9F 11623-NRC10F49R9TRF 05498-MC080549R9FTW 18981-CRCW080549R9FKE 06725-RK73H2ATTD49R9F | IRC NIC COMPONENTS CORPORATION RCD COMPONENTS INC. VISHAY KOA | STE
2488 | 6 |  | R17,R18,R20,R21 | CTAOOC | 46-312792P62 | 4 | Standard | Each | 4.0 | RESISTOR 2M OHMS 1 % .125 WATTS 100 VOLT 100 PPM TC 0805 PACKAGE | 00006-WCR0805LF2004F 18981-CRCW08052M00FKE 11623-NRC10F2004TRF 05498-MC08052004FT101W 02254-MCR10EZPF2004 | IRC VISHAY NIC COMPONENTS CORPORATION RCD COMPONENTS INC. ROHM | STE
2489 | 6 |  | R3-R10 | CTAOOC | 46-312792P81 | 6 | Standard | Each | 8.0 | RESISTOR 100 OHMS 1 PERCENT .125 WATTS 100 VOLT 100 PPM TC 0805 PACKAGE | 18981-CRCW0805100RFKE 11962-RC0805FR-07100RL 00006-WCR0805LF1000F 05498-MC08051000FTW 06725-RK73H2ATTD1000F 02254-MCR10EZPF1000 | VISHAY YAGEO IRC RCD COMPONENTS INC. KOA ROHM | STE
2490 | 6 |  | R22-R25 | CTAOOC | 46-312792P41 | 3 | Standard | Each | 4.0 | RESISTOR 1M OHMS 1 % .125 WATTS | 18981-CRCW08051M00FKE 06725-RK73H2ATTD1004F 00006-WCR0805LF1004F 05498-MC08051004FTW | VISHAY KOA IRC RCD COMPONENTS INC. | STE
2491 | 6 |  | R11,R12,R37-R40,R43,R44,R53,R54,R65,R66 | CTAOOC | 46-312792P117 | 5 | Standard | Each | 12.0 | RESISTOR 3.16k OHMS 1 % .125 WATTS | 11962-RC0805FR-073K16L 00006-WCR0805LF3161F 05498-MC08053161FTW 18981-CRCW08053K16FKE 06725-RK73H2ATTD3161F 02254-MCR10EZPF3161 | YAGEO IRC RCD COMPONENTS INC. VISHAY KOA ROHM | STE
2492 | 6 |  | U2,U13 | CTAOOC | 2103629 | 2 | Standard | Each | 2.0 | ANALOG SWITCH AND MUX ANALOG MUX | 18981-DG408DY-E3 | VISHAY | STE
2493 | 6 |  | D1-D12 | CTAOOC | 46-315841P2 | 1 | Standard | Each | 12.0 | SEMICONDUCTOR:DIODE 75 VOLTS 200m AM HIGH CONDUCTANCE LOW LEAKAGE SOT-23 | 18846-BAS116LT1G | ON SEMICONDUCTOR | STE
2494 | 6 |  | R51 | CTAOOC | 46-312792P113 | 4 | Standard | Each | 1.0 | RESISTOR 2.37k OHMS 1 PERCENT .1 WATTS 100 VOLT 100 PPM TC 0805 PACKAGE | 02254-MCR10EZPF2371 07092-ERJ-6ENF2371V 00006-WCR0805LF2371F 11962-RC0805FR-072K37L 05498-MC0805-2371-FTW 18981-CRCW08052K37FKE 06725-RK73H2ATTP2371F 10302-RMCF 1/10 2.37K 1% 10302-RMCF0805FT2K37 | ROHM PANASONIC IRC YAGEO RCD COMPONENTS INC. VISHAY KOA SEI SEI | STE
2495 | 6 |  | U3 | CTAOOC | 2138960-2 | 1 | Restricted | Each | 1.0 | ANALOG SWITCH AND MUX ANALOG MUX 4-CHANNEL DIFFERENTIAL BREAK-BEFORE- MAKE ANALOG MUX SOP16 THIS PART HAS A SETTLING ACCURACY OF LESS THEN 10PPM AT 18 USEC USE 2138960 FOR STANDARD PART | 18981-DG409DY-E3 | VISHAY | STE
2496 | 6 |  | U4-U7,U9-U12 | CTAOOC | 2154023 | 2 | Standard | Each | 8.0 | INT DRIVER LIGN 26C31 SO16 .15 SMD | 00036-DS26C31TM NOPB 00495-AM26C31IDE4 00495-DS26C31TM NOPB | NATIONAL SEMICONDUCTOR TEXAS INSTRUMENTS TEXAS INSTRUMENTS | STE
2497 | 6 |  | AR1 | CTAOOC | 2110206-2 | 1 | Standard | Each | 1.0 | AMPLIFIER OP AMP LM324 QUAD AMPLIFIER_NEW QUAD LOW POWER DIFFERENTIAL INPUT OPERATIONAL AMPLIFIER LM324A 14-PIN DIP | 18846-LM324ADG | ON SEMICONDUCTOR | STE
2498 | 6 |  | U15 | CTAOOC | 2105421 | 1 | Restricted | Each | 1.0 | AMPLIFIER 2 EACH 2 PPM-DEG C 5.2 VOL SINGLE SUPPLY, RAIL TO RAIL LOW POWERFET-INPUT OP AMP | 01649-AD822BRZ | ANALOG DEVICES, INC. | STE
2499 | 6 |  | R56-R58,VR9-VR11 | CTAOOC | 2182276-6 | 1 | Not Recommended | Each | 6.0 | RESISTOR 5k OHMS 10 PERCENT 400m WATTS. WARNING: Unknown Whisker Risk | 00078-3362P-1-502LF 01667-25PR5KLF 18981-T73YE502K | BOURNS BI TECHNOLOGIES VISHAY | STE
2500 | 6 |  | VR1-VR3,VR5-VR7 | CTAOOC | 2182276-4 | 1 | Not Recommended | Each | 6.0 | RESISTOR 1k OHMS 10 PERCENT 400m WATTS. WARNING: Unknown Whisker Risk | 01667-25PR1KLF 18981-T73YE102K 00078-3362P-1-102LF | BI TECHNOLOGIES VISHAY BOURNS | STE
2501 | 6 |  | U1,U8 | CTAOOC | 2154024 | 2 | Standard | Each | 2.0 | INT RECEIV 26C32 SO16 .15 SMD | 00495-AM26C32IDE4 00036-DS26C32ATM NOPB 00495-DS26C32ATM NOPB | TEXAS INSTRUMENTS NATIONAL SEMICONDUCTOR TEXAS INSTRUMENTS | STE
2502 | 6 |  | C14-C17 | CTAOOC | 2187107-3 | 1 | Standard | Each | 4.0 | CAPACITOR FIXED .01u FARADS 50 VOLTS | 08390 C0805C103K5RAC 19214-08055C103KAT | KEMET AVX/KYOCERA | STE
2503 | 6 |  | C2-C13,C18-C25 | CTAOOC | 2187107-6 | 3 | Not Recommended | Each | 20.0 | CAPACITOR FIXED .1u FARADS 50 VOLTS | 08390 C0805C104K5RAC 07945-CL21B104KBCNNNC | KEMET SAMSUNG | STE
2504 | 6 |  | C31 | CTAOOC | 2183937-10 | 3 | Standard | Each | 1.0 | CAPA TANT 10UF 10% 25V 6032 | 08390-T491C106K025AT 08390-B45196H5106K30 18981-293D106X9025C2TE3 19214-TAJC106K025RNJ | KEMET KEMET VISHAY AVX/KYOCERA | STE
2505 | 6 |  | C28,C29 | CTAOOC | 2235239-22 | 2 | Standard | Each | 2.0 | CAPACITOR 1U, 10 PERCENT, 16V, CERAMIC, X7R, 0603 | 03041-C1608X7R1C105K 19214-0603YC105KAT2A 08390-C0603C105K4RAC 02862-GRM188R71C105KA12 03041-C1608X7R1C105K080AC | TDK AVX/KYOCERA KEMET MURATA TDK | STE
2506 | 6 |  | J82 | CTAOOC | 2256875-9 | 1 | Not Recommended | Each | 1.0 | CONNEC 4.2-5566 2X6C STR PLU-TIN+PEG. WARNING: Unknown Whisker Risk | 01525 39-29-9122 18996-1-794307-1 | MOLEX TE CONNECTIVITY | STE
2507 | 6 |  | C30 | CTAOOC | 2235239-6 | 2 | Standard | Each | 1.0 | CAPACITOR X7R 100NF 10% 16V 0603 | 08390 C0603C104K4RAC 18981-VJ0603Y104KXJ 11962-CC0603KRX7R7BB104 19214-0603YC104KAT | KEMET VISHAY YAGEO AVX/KYOCERA | STE
2508 | 6 |  | C1,C26,C27 | CTAOOC | 2378169 | 3 | Standard | Each | 3.0 | U6214CS CAPACITOR FIXED 100U FARADS | 07092-EEEHA1V101XP 06533-UWZ1V101MCL1GS 10220-EMVE350ADA101MF80G | PANASONIC NICHICON CORPORATION CHEMI-CON | STE
2509 | 6 |  | R26,R34 | CTAOOC | 2338941-17 | 3 | Restricted | Each | 2.0 | RESISTOR 15.8k OHMS .1 Percent 100m WATTS 0805 SMT CHIP 15 PPM DEG C | 05498-BLU0805-1582-BT10W 00006-PCF-W0805LF-12-1582-B 18981-TNPW080515K8BXE 06725-RN732ATTD1582B10 | RCD COMPONENTS INC. IRC VISHAY KOA | STE
2510 | 6 |  | DS1,DS2 | CTAOOC | 2279219-2 | 1 | Standard | Each | 2.0 | LED GREEN LTST-C190G 0603 SMD | 18802 AP1608SGC 00941 HSMG-C190 11520 LTST-C190GKT 09050 PG1111C | KINGBRIGHT AVAGO TECHNOLOGIES LITE-ON STANLEY ELECTRIC CO LTD | STE
2511 | 6 |  | Q2,Q4 | CTAOOC | 5118750 | 3 | Standard | Each | 2.0 | TRANSISTOR PNP MJD32C DPAK 100V 3A 15W | 00124-MJD32CT4 07643-MJD32CTF | ST MICROELECTRONICS FAIRCHILD | STE
2512 | 6 |  | Q1,Q3 | CTAOOC | 5118749 | 3 | Standard | Each | 2.0 | TRANSISTOR NPN MJD31C DPAK 100V 3A 15W | 00124-MJD31C 07643-MJD31CTF | ST MICROELECTRONICS FAIRCHILD | STE
2513 | 6 |  | CR1-CR10 | CTAOOC | 2408243-2 | 1 | Restricted | Each | 10.0 | DIODE, TVS, BIDIRECTIONAL, 350W PEAK, 13.3V VZ, 11A PEAK, GBLC12C, SOD323 PACKAGE | 10289-GBLC12C-LF | PROTEK DEVICES | STE
2514 | 6 |  | U14 | CTAOOC | 5138662 | 2 | Standard | Each | 1.0 | CONVERTER DAC, 12 BIT, 50KHZ, 2 PER PKG, 10-LEAD MINI SMALL OUTLINE MSOP RM-10 PACKAGE | 01649-AD5322BRMZ | ANALOG DEVICES | STE
2515 | 5 |  | Q2,Q4 | CTAOOC | 5118750 | 3 | Standard | Each | 2.0 | TRANSISTOR PNP MJD32C DPAK 100V 3A 15W | 00124-MJD32CT4 07643-MJD32CTF | ST MICROELECTRONICS FAIRCHILD | STE
2516 | 5 |  | U14 | CTAOOC | 5138662 | 2 | Standard | Each | 1.0 | CONVERTER DAC, 12 BIT, 50KHZ, 2 PER PKG, 10-LEAD MINI SMALL OUTLINE MSOP RM-10 PACKAGE | 01649-AD5322BRMZ | ANALOG DEVICES | STE
2517 | 5 |  | Q1,Q3 | CTAOOC | 5118749 | 3 | Standard | Each | 2.0 | TRANSISTOR NPN MJD31C DPAK 100V 3A 15W | 00124-MJD31C 07643-MJD31CTF | ST MICROELECTRONICS FAIRCHILD | STE
2518 | 5 |  | CR1-CR10 | CTAOOC | 2408243-2 | 1 | Restricted | Each | 10.0 | DIODE, TVS, BIDIRECTIONAL, 350W PEAK, 13.3V VZ, 11A PEAK, GBLC12C, SOD323 PACKAGE | 10289-GBLC12C-LF | PROTEK DEVICES | STE
2519 | 4 | 1 |  | CTAAssembly | 5444849 | 12 | Release | Each | 1.0 | Positioning Table Assembly |  |  | CCX
2520 | 5 | 27 |  | CTAComponent | C1213-M4C008-14 | 1 | Release | Each | 13.0 | GB_T 9074.8，M4x8mm，Grade 4.8 Steel，Zinc finish，RoHS Fastener | 25114-M4/8/PPSTPS/TC1/GB9074.8 | TR FORMAC SHANGHAI PTE LTD | HLE
2521 | 5 | 21 |  | CTAComponent | 1000-M12C040-04 | 2 | Release | Each | 8.0 | Hexagon Socket Head Cap Screw, M12-1.75, X40mm Long, Grade 8.8 Steel, Zinc Plated, RoHS Fastener | 11060-M12C40KCSC9Z6/912 20589-10948-03249 10487-1000-M12C040-04 | ANIXTER FASTENAL COMPANY OHTA | STM
2522 | 5 | 33 |  | CTAComponent | 2203-M8-07 | 3 | Release | Each | 8.0 | Curved Lock Washer, DIN 128A, M8, Spring Steel, Zinc Plated, RoHS Fastener | 20589-10948-04153 11060-M8NLOCSTMZT/128A | FASTENAL COMPANY ANIXTER | STM
2523 | 5 | 24 |  | CTAComponent | 1000-M8C030-04 | 3 | Release | Each | 4.0 | Hexagon Socket Head Cap Screw, M8-1.25, X30mm Long, Grade 8.8 Steel, Zinc Plated, RoHS Fastener | 11060-M8C30KCSC9Z6/912 20589-ZS2580030ZP0000 24140-M8/30/SOHTCS/TC1D/DIN912 10487-1000-M8C030-04 | ANIXTER FASTENAL COMPANY TR FORMAC DIV OF TR FASTENINGS OHTA | STM
2524 | 5 | 5 |  | CTAComponent | 5449191 | 1 | Release | Each | 1.0 | Belt Polymax |  |  | HLE
2525 | 5 | 7 |  | CTAAssembly | 5446768 | 2 | Release | Each | 1.0 | Back Base Cover |  |  | HLE
2526 | 6 | 4 |  | CTAComponent | 5440486 | 1 | Release | Each | 1.0 | Cover For Protecting Mouse |  |  | HLE
2527 | 6 | 1 |  | CTAComponent | 5456417 | 2 | Release | Each | 1.0 | Back Base Cover I |  |  | HLE
2528 | 6 | 3 |  | CTAComponent | 5449842 | 1 | Release | Each | 1.0 | Joint Board |  |  | HLE
2529 | 6 | 2 |  | CTAComponent | 5444522 | 1 | Release | Each | 1.0 | Back Base Cover II |  |  | HLE
2530 | 6 | 5 |  | CTAComponent | C1213-M3C006-14 | 1 | Release | Each | 2.0 | GB_T 9074.8，M3x6mm，Grade 4.8 Steel，Zinc finish，RoHS Fastener | 25114-M3/6/PPSTPS/TC1/GB9074.8 | TR FORMAC SHANGHAI PTE LTD | HLE
2531 | 5 | 9 |  | CTAComponent | 5439529 | 3 | Release | Each | 1.0 | Middle Base Cover |  |  | HLE
2532 | 5 | 8 |  | CTAAssembly | 5459260 | 1 | Release | Each | 1.0 | Front Base Cover |  |  | HLE
2533 | 6 | 2 |  | CTAComponent | 5441341 | 1 | Release | Each | 1.0 | Front Base Cover II |  |  | HLE
2534 | 6 | 1 |  | CTAComponent | 5447803 | 2 | Release | Each | 1.0 | Front Base Cover I |  |  | HLE
2535 | 5 | 6 |  | CTAAssembly | 5460821 | 4 | Release | Each | 1.0 | Electric Control Unit |  |  | CCX
2536 | 6 | 13 |  | CTAComponent | 5436979 | 1 | Release | Each | 1.0 | PS800R table power relay |  |  | HLE
2537 | 6 | 6 |  | CTAComponent | 5440286 | 2 | Release | Each | 1.0 | terminal board |  |  | CCX
2538 | 6 | 5 |  | CTAAssembly | 5447579 | 1 | Release | Each | 1.0 | Transducer Cover For 1100W |  |  | CCX
2539 | 7 | 1 |  | CTAComponent | 5462461 | 1 | Release | Each | 1.0 | Shield box for 1100W |  |  | CCX
2540 | 7 | 3 |  | CTAComponent | C1213-M3C006-14 | 1 | Release | Each | 6.0 | GB_T 9074.8，M3x6mm，Grade 4.8 Steel，Zinc finish，RoHS Fastener | 25114-M3/6/PPSTPS/TC1/GB9074.8 | TR FORMAC SHANGHAI PTE LTD | HLE
2541 | 7 | 2 |  | CTAComponent | 5459448 | 1 | Release | Each | 1.0 | Cover piece for 1100W |  |  | CCX
2542 | 6 | 7 |  | CTAComponent | 5454576 | 2 | Release | Each | 1.0 | Transformer |  |  | CCX
2543 | 6 | 3 |  | CTAAssembly | 5453702 | 1 | Release | Each | 1.0 | Transducer Cover For 750W |  |  | CCX
2544 | 7 | 2 |  | CTAComponent | 5460992 | 1 | Release | Each | 1.0 | Cover piece for 750W |  |  | CCX
2545 | 7 | 3 |  | CTAComponent | C1213-M3C006-14 | 1 | Release | Each | 4.0 | GB_T 9074.8，M3x6mm，Grade 4.8 Steel，Zinc finish，RoHS Fastener | 25114-M3/6/PPSTPS/TC1/GB9074.8 | TR FORMAC SHANGHAI PTE LTD | HLE
2546 | 7 | 1 |  | CTAComponent | 5438148 | 1 | Release | Each | 1.0 | Shield Box For 750W |  |  | CCX
2547 | 6 | 9 |  | CTAComponent | 5168929 | 1 | Release | Each | 3.0 | copper socket |  |  | HLE
2548 | 6 | 15 |  | CTAComponent | 5462293 | 2 | Release | Each | 1.0 | Switch Power |  |  | CCX
2549 | 6 | 12 |  | CTAComponent | 5457946 | 1 | Release | Each | 9.0 | RICHCO FTH-7A1-RT FLAT TIE HOLDER 25.4x25.4x7.1mm, ACCOMODATES 5x2mm |  |  | HLE
2550 | 6 | 8 |  | CTAComponent | 5462129 | 2 | Release | Each | 1.0 | Switch power |  |  | CCX
2551 | 6 | 11 |  | CTAComponent | 5462290 | 1 | Release | Each | 1.0 | Copper Ground Bar |  |  | CCX
2552 | 6 | 10 |  | CTAComponent | 5457748 | 1 | Release | Each | 1.0 | Bracket for Copper Termination |  |  | CCX
2553 | 6 | 16 |  | CTAComponent | 1007-M4C012-14 | 1 | Release | Each | 5.0 | Phillips Pan Head Screw, ISO 7045, M4-0.7, X12mm Long, Grade 4.8 Steel, Zinc Plated, RoHS Fastener | 20589-10948-03571 11060-M4C12MXPSTZ6/7985 | FASTENAL COMPANY ANIXTER | STM
2554 | 6 | 17 |  | CTAComponent | 1007-M6C012-14 | 1 | Release | Each | 1.0 | Phillips Pan Head Screw, ISO 7045, M6-1, X12mm Long, Grade 4.8 Steel, Zinc Plated, RoHS Fastener | 20589-10948-03583 11060-M6C12MXPSTZ6/7985 | FASTENAL COMPANY ANIXTER | STM
2555 | 6 | 18 |  | CTAComponent | 1010-M4C006-14 | 2 | Release | Each | 9.0 | Phillips Flat Head Screw, ISO 7046, M4-0.7, X6mm Long, Grade 4.8 Steel, Zinc Plated, RoHS Fastener | 11060-M4C6MXFSTZ6/965A A0996-BN 388 M4-0.7 x 6mm CR6+FREE 12217-25030-109 | ANIXTER BOSSARD MIDWEST PRODUCTS & ENGINEERING | STM
2556 | 6 | 14 |  | CTAComponent | 5492790 | 1 | Release | Each | 1.0 | Transform Cover |  |  | CCX
2557 | 6 | 1 |  | CTAAssembly | 5492643 | 1 | Release | Each | 1.0 | Base Board welding For Electric Control Unit |  |  | CCX
2558 | 7 | 2 |  | CTAComponent | 5492644 | 1 | Release | Each | 1.0 | Connection board |  |  | CCX
2559 | 7 | 1 |  | CTAComponent | 5452884 | 1 | Release | Each | 1.0 | Base Board For Electric Control Unit |  |  | CCX
2560 | 6 | 26 |  | CTAComponent | 5445416-3 | 1 | Release | Each | 2.0 | AVID PRODUCTS STEEL P-CLAMP or R-clamp DIA7.9, WIDE9.7,19243 SCP-5-323-203 |  |  | HLE
2561 | 6 | 24 |  | CTAComponent | 5438742 | 2 | Release | Each | 5.0 | Fuse Holder |  |  | CCX
2562 | 6 | 25 |  | CTAComponent | 5445416-2 | 1 | Release | Each | 2.0 | AVID PRODUCTS STEEL P-CLAMP or R-clamp DIA6.4, WIDE9.7, 19243-SCP-4-323-203 |  |  | HLE
2563 | 6 | 23 |  | CTAComponent | 2000-M6-03 | 3 | Release | Each | 1.0 | Flat Washer, ISO7089, M6, Steel 200HV, Zinc Plated, RoHS Fastener | 20589-10948-03457 10487-2000-M6-03 11060-M6NWSFSTZ6/125ATP 24140-M6/-/PWSTWA/TC1/DIN125 | FASTENAL COMPANY OHTA ANIXTER TR FORMAC DIV OF TR FASTENINGS | STM
2564 | 6 | 19 |  | CTAComponent | C1213-M4C008-14 | 1 | Release | Each | 43.0 | GB_T 9074.8，M4x8mm，Grade 4.8 Steel，Zinc finish，RoHS Fastener | 25114-M4/8/PPSTPS/TC1/GB9074.8 | TR FORMAC SHANGHAI PTE LTD | HLE
2565 | 6 | 20 |  | CTAComponent | C1213-M4C012-14 | 1 | Release | Each | 8.0 | GB_T 9074.8，M4x12mm，Grade 4.8 Steel，Zinc finish，RoHS Fastener | 25114-M4/12/PPSTPS/TC1/GB9074.8 | TR FORMAC SHANGHAI PTE LTD | HLE
2566 | 6 | 22 |  | CTAComponent | C1213-M3C010-14 | 1 | Release | Each | 2.0 | GB_T 9074.8，M3x10mm，Grade 4.8 Steel，Zinc finish，RoHS Fastener | 25114-M3/10/PPSTPS/TC1/GB9074.8 | TR FORMAC SHANGHAI PTE LTD | HLE
2567 | 6 | 21 |  | CTAComponent | C1213-M4C025-14 | 1 | Release | Each | 2.0 | GB_T 9074.8，M4x25mm，Grade 4.8 Steel，Zinc finish，RoHS Fastener | 25114-M4/25/PPSTPS/TC1/GB9074.8 | TR FORMAC SHANGHAI PTE LTD | HLE
2568 | 6 | 2 |  | ECCCollectorPart | 5476828 | 3 | Release | Each | 1.0 | PT800+ tube frequency inverter collector |  |  | HLE
2569 | 7 |  | f1 | CTAComponent | 5458335 | 1 | Release | Each | 1.0 | PT800+ tube frequency inverter |  |  | HLE
2570 | 6 | 4 |  | ECCCollectorPart | 5476829 | 4 | Release | Each | 1.0 | PT800+ tilt frequency inverter collector |  |  | HLE
2571 | 7 |  | f3 | CTAComponent | 5462131 | 1 | Release | Each | 1.0 | PT800+ tilt frequency inverter |  |  | HLE
2572 | 5 | 4 |  | CTAAssembly | 5445977 | 4 | Release | Each | 1.0 | Tilting Motor Assembly |  |  | CCX
2573 | 6 | 8 |  | CTAComponent | 1006-M8C020-04 | 2 | Release | Each | 4.0 | Hexagon Head Screw, ISO 4017, M8-1.25, X20mm Long, Grade 8.8 Steel, Zinc Plated, RoHS Fastener | 20589-10948-03861 11060-M8C20HCSC9Z6/933 A0996-BN 56 M8 x 20mm CR6+FREE 24140-M8/20/HHHTMC/TC1/GB5783 | FASTENAL COMPANY ANIXTER BOSSARD TR FORMAC DIV OF TR FASTENINGS | STM
2574 | 6 | 9 |  | CTAComponent | 1006-M8C030-04 | 2 | Release | Each | 4.0 | Hexagon Head Screw, ISO 4017, M8-1.25, X30mm Long, Grade 8.8 Steel, Zinc Plated, RoHS Fastener | 11060-M8C30HCSC9Z6/933 20589-10948-03863 A0996-BN 56 M8 x 30mm CR6+FREE 24140-M8/30/HHHTMC/TC1/GB5783 | ANIXTER FASTENAL COMPANY BOSSARD TR FORMAC DIV OF TR FASTENINGS | STM
2575 | 6 | 12 |  | CTAComponent | 1000-M8C080-04 | 1 | Release | Each | 1.0 | Hexagon Socket Head Cap Screw, M8-1.25, X80mm Long, Grade 8.8 Steel, Zinc Plated, RoHS Fastener | 10487-1000-M8C080-04 | OHTA | STM
2576 | 6 | 13 |  | CTAComponent | 2000-M8-03 | 2 | Release | Each | 9.0 | Flat Washer, ISO7089, M8, Steel 200HV, Zinc Plated, RoHS Fastener | 11060-M8NWSFSTZ6/125ATP 20589-10948-03458 25114-2000-M8-03 | ANIXTER FASTENAL COMPANY TR FORMAC SHANGHAI PTE LTD | STM
2577 | 6 | 14 |  | CTAComponent | 2203-M8-07 | 3 | Release | Each | 4.0 | Curved Lock Washer, DIN 128A, M8, Spring Steel, Zinc Plated, RoHS Fastener | 20589-10948-04153 11060-M8NLOCSTMZT/128A | FASTENAL COMPANY ANIXTER | STM
2578 | 6 | 11 |  | CTAComponent | 1040-M5C008-27 | 2 | Release | Each | 2.0 | Hexagon Set Screw with Cup Point, M5-0.8, X8mm Long, Grade 45H Steel, Black Oxide RoHS Fastener | A0996-1032496 11060-M5C8KKCA1/916 20589-10948-04197 24140-M5/8/HSHTPC/BO1 | BOSSARD ANIXTER FASTENAL COMPANY TR FORMAC DIV OF TR FASTENINGS | STM
2579 | 6 | 7 |  | CTAComponent | 5439532 | 1 | Release | Each | 1.0 | U Pressing Board |  |  | CCX
2580 | 6 | 3 |  | CTAComponent | 5441943 | 1 | Release | Each | 4.0 | rubber washer |  |  | CCX
2581 | 6 | 5 |  | CTAComponent | 5438730 | 1 | Release | Each | 1.0 | 1100W Motor Belt Wheel |  |  | CCX
2582 | 6 | 17 |  | CTAComponent | 5436665 | 1 | Release | Each | 1.0 | Press Spring |  |  | CCX
2583 | 6 | 15 |  | CTAComponent | 5445416-2 | 1 | Release | Each | 1.0 | AVID PRODUCTS STEEL P-CLAMP or R-clamp DIA6.4, WIDE9.7, 19243-SCP-4-323-203 |  |  | HLE
2584 | 6 | 1 |  | CTAAssembly | 5455380 | 1 | Release | Each | 1.0 | Tilting Motor Base Board Welding Assembly |  |  | CCX
2585 | 7 | 2 |  | CTAComponent | 5461015 | 1 | Release | Each | 1.0 | Tilting Motor Base Board |  |  | CCX
2586 | 7 | 1 |  | CTAComponent | 5436892 | 1 | Release | Each | 1.0 | Spring Stopper |  |  | CCX
2587 | 6 | 2 |  | CTAAssembly | 5445173 | 1 | Release | Each | 1.0 | Titling Motor Slide Board Welding |  |  | CCX
2588 | 7 | 2 |  | CTAComponent | 5461014 | 1 | Release | Each | 1.0 | U block |  |  | CCX
2589 | 7 | 3 |  | CTAComponent | 3000-M8C-04 | 1 | Release | Each | 5.0 | Hexagon Nut, ISO4032, M8-1.25, Grade 8 Steel, Zinc Plated, RoHS Fastener | 20589-10948-03689 11060-M8CNFHSTZ6/934 | FASTENAL COMPANY ANIXTER | STM
2590 | 7 | 1 |  | CTAComponent | 5443767 | 1 | Release | Each | 1.0 | Titling Motor Slide Board |  |  | CCX
2591 | 6 | 10 |  | CTAComponent | C1213-M4C012-14 | 1 | Release | Each | 4.0 | GB_T 9074.8，M4x12mm，Grade 4.8 Steel，Zinc finish，RoHS Fastener | 25114-M4/12/PPSTPS/TC1/GB9074.8 | TR FORMAC SHANGHAI PTE LTD | HLE
2592 | 6 | 16 |  | CTAComponent | 5492575 | 1 | Release | Each | 2.0 | OD24 x H15MM |  |  | CCX
2593 | 6 | 4 |  | CTAComponent | 5460237 | 2 | Release | Each | 1.0 | PT800+ 1100W Motor |  |  | HLE
2594 | 5 | 32 |  | CTAComponent | 2203-M12-07 | 3 | Release | Each | 8.0 | Curved Lock Washer, DIN 128A, M12, Spring Steel, Zinc Plated, RoHS Fastener | 20589-10948-04155 11060-M12NLOCSTMZT/128A | FASTENAL COMPANY ANIXTER | STM
2595 | 5 | 2 |  | CTAAssembly | 5444314 | 4 | Release | Each | 1.0 | Cassette |  |  | CCX
2596 | 6 | 7 |  | CTAComponent | 1010-M4C006-14 | 2 | Release | Each | 11.0 | Phillips Flat Head Screw, ISO 7046, M4-0.7, X6mm Long, Grade 4.8 Steel, Zinc Plated, RoHS Fastener | 11060-M4C6MXFSTZ6/965A A0996-BN 388 M4-0.7 x 6mm CR6+FREE 12217-25030-109 | ANIXTER BOSSARD MIDWEST PRODUCTS & ENGINEERING | STM
2597 | 6 | 6 |  | CTAComponent | 1007-M4C010-14 | 2 | Release | Each | 7.0 | Phillips Pan Head Screw, ISO 7045, M4-0.7, X10mm Long, Grade 4.8 Steel, Zinc Plated, RoHS Fastener | 11060-M4C10MXPSTZ6/7985 20589-10948-03570 24140-M4/10/PPSTMC/TC1/ISO7045 | ANIXTER FASTENAL COMPANY TR FORMAC DIV OF TR FASTENINGS | STM
2598 | 6 | 5 |  | CTAComponent | 5457946 | 1 | Release | Each | 3.0 | RICHCO FTH-7A1-RT FLAT TIE HOLDER 25.4x25.4x7.1mm, ACCOMODATES 5x2mm |  |  | HLE
2599 | 6 | 1 |  | CTAAssembly | 5454751 | 1 | Release | Each | 1.0 | Cassette frame |  |  | CCX
2600 | 7 | 1 |  | CTAAssembly | 5448638 | 1 | Release | Each | 1.0 | Cassette base |  |  | CCX
2601 | 8 | 1 |  | CTAAssembly | 5460243 | 1 | Release | Each | 1.0 | Cassette bottom |  |  | CCX
2602 | 9 | 2 |  | CTAComponent | 5436100 | 1 | Release | Each | 1.0 | II bracket |  |  | CCX
2603 | 9 | 3 |  | CTAComponent | 5442983 | 1 | Release | Each | 2.0 | II bracket rib |  |  | CCX
2604 | 9 | 1 |  | CTAComponent | 5491734 | 1 | Release | Each | 1.0 | Cassette housing bottom cover |  |  | CCX
2605 | 9 | 5 |  | CTAAssembly | 5438950 | 1 | Release | Each | 1.0 | Cassette bottom frame |  |  | CCX
2606 | 10 | 2 |  | CTAComponent | 5457203 | 1 | Release | Each | 1.0 | Cassette frame top beam |  |  | CCX
2607 | 10 | 3 |  | CTAComponent | 5442174 | 1 | Release | Each | 1.0 | Cassette frame foot beam |  |  | CCX
2608 | 10 | 1 |  | CTAComponent | 5446206 | 1 | Release | Each | 3.0 | Cassette frame left beam |  |  | CCX
2609 | 10 | 5 |  | CTAComponent | 5453940 | 1 | Release | Each | 2.0 | Cassette frame rib |  |  | CCX
2610 | 10 | 6 |  | CTAComponent | 5454752 | 1 | Release | Each | 4.0 | Cassette install nut |  |  | CCX
2611 | 10 | 4 |  | CTAComponent | 5453097 | 1 | Release | Each | 2.0 | Colum install base |  |  | CCX
2612 | 9 | 4 |  | CTAComponent | 5449390 | 1 | Release | Each | 4.0 | Bolt |  |  | CCX
2613 | 8 | 3 |  | CTAComponent | 5447808 | 1 | Release | Each | 2.0 | Cassette beam cover |  |  | CCX
2614 | 8 | 2 |  | CTAAssembly | 5495565 | 1 | Release | Each | 1.0 | Cassette top cover assembly |  |  | CCX
2615 | 9 | 2 |  | CTAComponent | 5457202 | 1 | Release | Each | 4.0 | Grid bracket |  |  | CCX
2616 | 9 | 1 |  | CTAComponent | 5491733 | 1 | Release | Each | 1.0 | Cassette housing top cover |  |  | CCX
2617 | 7 | 4 |  | CTAComponent | 2000-M4-03 | 3 | Release | Each | 10.0 | FLAT WASHER - NORMAL SERIES, ISO 7089, M4 CLASS 200H STEEL, ZINC PLATED RoHS FASTENER | 24140-M4/-/PWSTWA/TC1/DIN125 10487-2000-M4-03 A0996-BN 343 M4 CR6+FREE 24432-11103691 11060-M4NWSFSTZ6/125ATP | TR FORMAC DIV OF TR FASTENINGS OHTA BOSSARD FASTENAL ANIXTER | STM
2618 | 7 | 3 |  | CTAComponent | 1007-M4C016-14 | 1 | Release | Each | 10.0 | Phillips Pan Head Screw, ISO 7045, M4-0.7, X16mm Long, Grade 4.8 Steel, Zinc Plated, RoHS Fastener | 20589-10948-03572 11060-M4C16MXPSTZ6/7985 | FASTENAL COMPANY ANIXTER | STM
2619 | 7 | 2 |  | CTAComponent | 5442982 | 1 | Release | Each | 2.0 | Tray rail |  |  | CCX
2620 | 7 | 5 |  | CTAComponent | C2106-M4-02 | 3 | Release | Each | 10.0 | Spring Lock Washer, M4, Zinc plated, Rohs Fastener | 24140-C2106-M4-02 | TR FORMAC DIV OF TR FASTENINGS | HLE
2621 | 6 | 3 |  | CTAComponent | 5442173 | 1 | Release | Each | 1.0 | Cassette bottom cover |  |  | CCX
2622 | 6 | 8 |  | CTAComponent | 2000-M4-03 | 3 | Release | Each | 7.0 | FLAT WASHER - NORMAL SERIES, ISO 7089, M4 CLASS 200H STEEL, ZINC PLATED RoHS FASTENER | 24140-M4/-/PWSTWA/TC1/DIN125 10487-2000-M4-03 A0996-BN 343 M4 CR6+FREE 24432-11103691 11060-M4NWSFSTZ6/125ATP | TR FORMAC DIV OF TR FASTENINGS OHTA BOSSARD FASTENAL ANIXTER | STM
2623 | 6 | 9 |  | CTAComponent | C2106-M4-02 | 3 | Release | Each | 7.0 | Spring Lock Washer, M4, Zinc plated, Rohs Fastener | 24140-C2106-M4-02 | TR FORMAC DIV OF TR FASTENINGS | HLE
2624 | 6 | 4 |  | CTAAssembly | 5495566 | 1 | Release | Each | 4.0 | Grid limiter |  |  | CCX
2625 | 7 | 2 |  | CTAComponent | 5491737 | 1 | Release | Each | 1.0 | Grid limiter buffer |  |  | CCX
2626 | 7 | 1 |  | CTAComponent | 5491736 | 1 | Release | Each | 1.0 | Grid limiter plate |  |  | CCX
2627 | 6 | 2 |  | CTAAssembly | 5491735 | 1 | Release | Each | 1.0 | Tray switch assembly |  |  | CCX
2628 | 7 | 3 |  | CTAComponent | 5436678 | 1 | Release | Each | 1.0 | MICRO SWITCH |  |  | HLE
2629 | 7 | 4 |  | CTAComponent | 5453710 | 2 | Release | Each | 1.0 | MICRO SWITCH |  |  | HLE
2630 | 7 | 5 |  | CTAComponent | 1007-M3C016-14 | 1 | Release | Each | 2.0 | Phillips Pan Head Screw, ISO 7045, M3-0.5, X16mm Long, Grade 4.8 Steel, Zinc Plated, RoHS Fastener | 20589-10948-03567 11060-M3C16MXPSTZ6/7985 | FASTENAL COMPANY ANIXTER | STM
2631 | 7 | 2 |  | CTAComponent | 5453099 | 1 | Release | Each | 1.0 | Buffer pad |  |  | CCX
2632 | 7 | 7 |  | CTAComponent | 2106-M3-05 | 2 | Release | Each | 2.0 | Spring Lock Washer with Flat Ends JIS B1251, M3, Spring Steel, Zinc Plated, Rohs Fastener | 24140-MEP M3/SPSTWA/TC1D/JIS B1251 | TR FORMAC DIV OF TR FASTENINGS | STM
2633 | 7 | 6 |  | CTAComponent | 2000-M3-03 | 2 | Release | Each | 2.0 | WASHER PLAIN - LARGE 3.2 MM 7 MM , HV200, Steel, Zinc plate RoHS Washer | 10487-2000-M3-03 23983-6083737 24140-200-M3-03 | OHTA BOSSARD CHINA TR FORMAC DIV OF TR FASTENINGS | STM
2634 | 7 | 8 |  | CTAComponent | 5442753 | 1 | Release | Each | 1.0 | insulation sheet |  |  | CCX
2635 | 7 | 1 |  | CTAComponent | 5498229 | 1 | Release | Each | 1.0 | Tray switch holder |  |  | CCX
2636 | 5 | 1 |  | CTAAssembly | 5450426 | 4 | Release | Each | 1.0 | Table Base Assembly |  |  | CCX
2637 | 6 | 5 |  | CTAAssembly | 5445966 | 1 | Release | Each | 1.0 | Slide frame |  |  | CCX
2638 | 7 | 2 |  | CTAComponent | 5455609 | 1 | Release | Each | 1.0 | Slide frame foot beam |  |  | CCX
2639 | 7 | 3 |  | CTAComponent | 5449849 | 1 | Release | Each | 2.0 | Slide frame top beam |  |  | CCX
2640 | 7 | 1 |  | CTAComponent | 5440506 | 1 | Release | Each | 1.0 | Slide frame right beam |  |  | CCX
2641 | 7 | 7 |  | CTAComponent | 5438178 | 1 | Release | Each | 3.0 | Rib |  |  | CCX
2642 | 7 | 4 |  | CTAComponent | 5457201 | 1 | Release | Each | 2.0 | Slide frame left beam |  |  | CCX
2643 | 7 | 5 |  | CTAComponent | 5454750 | 1 | Release | Each | 4.0 | Cassette holder |  |  | CCX
2644 | 7 | 6 |  | CTAComponent | 5450650 | 1 | Release | Each | 1.0 | Roller bracket |  |  | CCX
2645 | 7 | 9 |  | CTAComponent | 5462486 | 1 | Release | Each | 2.0 | Horizontal bearing bracket holder |  |  | CCX
2646 | 7 | 11 |  | CTAComponent | 5491738 | 1 | Release | Each | 4.0 | Cassette housing mounting rib |  |  | CCX
2647 | 7 | 10 |  | CTAComponent | 5437398 | 1 | Release | Each | 1.0 | Chain bracket |  |  | CCX
2648 | 7 | 8 |  | CTAComponent | 5448637 | 1 | Release | Each | 2.0 | Vertical bearing bracket holder |  |  | CCX
2649 | 6 | 1 |  | CTAAssembly | 5451214 | 1 | Release | Each | 1.0 | Base Assembly |  |  | CCX
2650 | 7 | 1 |  | CTAAssembly | 5456956 | 1 | Release | Each | 1.0 | Base Welding Assembly |  |  | CCX
2651 | 8 | 2 |  | CTAComponent | 5440482 | 1 | Release | Each | 1.0 | Dustpan Cover |  |  | CCX
2652 | 8 | 4 |  | CTAComponent | 5444519 | 1 | Release | Each | 1.0 | Middle Reinforce Board |  |  | CCX
2653 | 8 | 3 |  | CTAComponent | 5443738 | 1 | Release | Each | 1.0 | Front Reinforce Board |  |  | CCX
2654 | 8 | 1 |  | CTAComponent | 5436072 | 1 | Release | Each | 2.0 | Bottom Reinforce Board |  |  | CCX
2655 | 8 | 6 |  | CTAComponent | 5447787 | 1 | Release | Each | 1.0 | Triangle board |  |  | CCX
2656 | 8 | 8 |  | CTAComponent | 5457943 | 1 | Release | Each | 1.0 | Rear wall board |  |  | CCX
2657 | 8 | 7 |  | CTAComponent | 5452248 | 1 | Release | Each | 1.0 | Bottom board |  |  | CCX
2658 | 8 | 5 |  | CTAComponent | 5446179 | 1 | Release | Each | 1.0 | Front Wall Board |  |  | CCX
2659 | 7 | 4 |  | CTAComponent | 5453693 | 1 | Release | Each | 1.0 | bush |  |  | CCX
2660 | 7 | 6 |  | CTAComponent | 1000-M8C030-04 | 3 | Release | Each | 2.0 | Hexagon Socket Head Cap Screw, M8-1.25, X30mm Long, Grade 8.8 Steel, Zinc Plated, RoHS Fastener | 11060-M8C30KCSC9Z6/912 20589-ZS2580030ZP0000 24140-M8/30/SOHTCS/TC1D/DIN912 10487-1000-M8C030-04 | ANIXTER FASTENAL COMPANY TR FORMAC DIV OF TR FASTENINGS OHTA | STM
2661 | 7 | 5 |  | CTAComponent | 5456189 | 1 | Release | Each | 1.0 | PRESSING PLATE |  |  | CCX
2662 | 7 | 3 |  | CTAComponent | 5444316 | 1 | Release | Each | 1.0 | WASHER CIRCLE |  |  | CCX
2663 | 7 | 2 |  | CTAAssembly | 5453700 | 1 | Release | Each | 1.0 | Cable Clamp Assembly |  |  | CCX
2664 | 8 | 2 |  | CTAComponent | 5443740 | 1 | Release | Each | 1.0 | Base For Cable Clamp |  |  | CCX
2665 | 8 | 1 |  | CTAComponent | C1213-M4C012-14 | 1 | Release | Each | 2.0 | GB_T 9074.8，M4x12mm，Grade 4.8 Steel，Zinc finish，RoHS Fastener | 25114-M4/12/PPSTPS/TC1/GB9074.8 | TR FORMAC SHANGHAI PTE LTD | HLE
2666 | 8 | 3 |  | CTAComponent | 5446762 | 1 | Release | Each | 1.0 | Cover For Cable Clamp |  |  | CCX
2667 | 7 | 9 |  | CTAComponent | 1010-M4C012-14 | 2 | Release | Each | 6.0 | Phillips Flat Head Screw, ISO 7046, M4-0.7, X12mm Long, Grade 4.8 Steel, Zinc Plated, RoHS Fastener | 11060-M4C12MXFSTZ6/965A 20589-10948-03509 24140-M4/12/KPSTMC/TC1/DIN965 | ANIXTER FASTENAL COMPANY TR FORMAC DIV OF TR FASTENINGS | STM
2668 | 7 | 10 |  | CTAComponent | 2000-M10-03 | 2 | Release | Each | 2.0 | Flat Washer, ISO7089, M10, Steel 200HV, Zinc Plated, RoHS Fastener | 20589-10948-03459 11060-M10NWSFSTZ6/125ATP 10487-2000-M10-03 | FASTENAL COMPANY ANIXTER OHTA | STM
2669 | 7 | 8 |  | CTAComponent | C1213-M4C030-14 | 1 | Release | Each | 4.0 | GB_T 9074.8，M4x30mm，Grade 4.8 Steel，Zinc finish，RoHS Fastener | 25114-M4/30/PPSTPS/TC1/GB9074.8 | TR FORMAC SHANGHAI PTE LTD | HLE
2670 | 7 | 7 |  | CTAComponent | 1007-M4C012-14 | 1 | Release | Each | 4.0 | Phillips Pan Head Screw, ISO 7045, M4-0.7, X12mm Long, Grade 4.8 Steel, Zinc Plated, RoHS Fastener | 20589-10948-03571 11060-M4C12MXPSTZ6/7985 | FASTENAL COMPANY ANIXTER | STM
2671 | 7 | 14 |  | CTAComponent | 5492688 | 1 | Release | Each | 1.0 | GB_T93-1987, M18, Grade Normal Steel, Black Oxide finish, RoHS Fastener |  |  | CCX
2672 | 7 | 15 |  | CTAComponent | 5492689 | 1 | Release | Each | 2.0 | GB_T93-1987, M20, Grade Normal Steel, Black Oxide finish, RoHS Fastener |  |  | CCX
2673 | 7 | 12 |  | CTAComponent | 2000-M8-03 | 2 | Release | Each | 2.0 | Flat Washer, ISO7089, M8, Steel 200HV, Zinc Plated, RoHS Fastener | 11060-M8NWSFSTZ6/125ATP 20589-10948-03458 25114-2000-M8-03 | ANIXTER FASTENAL COMPANY TR FORMAC SHANGHAI PTE LTD | STM
2674 | 7 | 13 |  | CTAComponent | 2203-M10-07 | 2 | Release | Each | 2.0 | Curved Lock Washer, DIN 128A, M10, Spring Steel, Zinc Plated, RoHS Fastener | 20589-10948-04154 11060-M10NLOCSTZ6/128A | FASTENAL COMPANY ANIXTER | STM
2675 | 7 | 11 |  | CTAComponent | 2000-M20-03 | 1 | Release | Each | 2.0 | Flat Washer, ISO7089, M20, Steel 200HV, Zinc Plated, RoHS Fastener | 20589-10948-04411 11060-M20NWSFSTZ6/125ATH | FASTENAL COMPANY ANIXTER | STM
2676 | 7 | 18 |  | CTAComponent | 5444317 | 1 | Release | Each | 2.0 | CAM FOLLOWER CF10BUUR IKO |  |  | CCX
2677 | 7 | 17 |  | CTAComponent | 5457946 | 1 | Release | Each | 6.0 | RICHCO FTH-7A1-RT FLAT TIE HOLDER 25.4x25.4x7.1mm, ACCOMODATES 5x2mm |  |  | HLE
2678 | 7 | 16 |  | CTAComponent | 2203-M8-07 | 3 | Release | Each | 2.0 | Curved Lock Washer, DIN 128A, M8, Spring Steel, Zinc Plated, RoHS Fastener | 20589-10948-04153 11060-M8NLOCSTMZT/128A | FASTENAL COMPANY ANIXTER | STM
2679 | 7 | 20 |  | CTAComponent | 5456958 | 1 | Release | Each | 1.0 | CAM FOLLOWER CFE18VBUUR IKO |  |  | CCX
2680 | 7 | 19 |  | CTAComponent | 5462283 | 1 | Release | Each | 2.0 | CAM FOLLOWER CF20BUUR IKO |  |  | CCX
2681 | 6 | 4 |  | CTAAssembly | 5445967 | 1 | Release | Each | 1.0 | Vertical bearing top limiter |  |  | CCX
2682 | 7 | 1 |  | CTAComponent | 1040-M6C010-27 | 1 | Release | Each | 1.0 | Hexagon Set Screw with Cup Point, M6-1, X10mm Long, Grade 45H Steel, Black Oxide RoHS Fastener | 11060-M6C10KKCST/916 A0996-1032704 20589-10948-04201 | ANIXTER BOSSARD FASTENAL COMPANY | STM
2683 | 7 | 3 |  | CTAComponent | 5455605 | 1 | Release | Each | 1.0 | CAM FOLLOWER CF18BUU IKO |  |  | CCX
2684 | 7 | 4 |  | CTAComponent | 5456425 | 1 | Release | Each | 1.0 | Vertical bearing top limiter bracket |  |  | CCX
2685 | 7 | 2 |  | CTAComponent | 5456958 | 1 | Release | Each | 1.0 | CAM FOLLOWER CFE18VBUUR IKO |  |  | CCX
2686 | 6 | 3 |  | CTAAssembly | 5437173 | 1 | Release | Each | 1.0 | Gear Box Of Table Rotation |  |  | CCX
2687 | 7 | 2 |  | CTAComponent | 5457743 | 1 | Release | Each | 1.0 | Base Belt Wheel |  |  | CCX
2688 | 7 | 4 |  | CTAComponent | 1040-M5C008-27 | 2 | Release | Each | 1.0 | Hexagon Set Screw with Cup Point, M5-0.8, X8mm Long, Grade 45H Steel, Black Oxide RoHS Fastener | A0996-1032496 11060-M5C8KKCA1/916 20589-10948-04197 24140-M5/8/HSHTPC/BO1 | BOSSARD ANIXTER FASTENAL COMPANY TR FORMAC DIV OF TR FASTENINGS | STM
2689 | 7 | 3 |  | CTAAssembly | 5454528 | 1 | Release | Each | 1.0 | gear assembly |  |  | CCX
2690 | 8 | 2 |  | CTAComponent | 5441934 | 1 | Release | Each | 1.0 | Circlip for hole-GB893.1-86 75 Series Fastener Drawing RoHS Compliant |  |  | CCX
2691 | 8 | 4 |  | CTAComponent | 5450420 | 1 | Release | Each | 1.0 | bear flange |  |  | CCX
2692 | 8 | 3 |  | CTAComponent | 5492772 | 1 | Release | Each | 1.0 | Circlip for shaft-GB894.1-86 45 Series Fastener Drawing RoHS Compliant |  |  | CCX
2693 | 8 | 1 |  | CTAComponent | 5459256 | 1 | Release | Each | 1.0 | bear for base gear box |  |  | HLE
2694 | 8 | 5 |  | CTAComponent | 5437944 | 1 | Release | Each | 1.0 | PINION GEAR |  |  | CCX
2695 | 7 | 1 |  | CTAComponent | T310-2192 | 6 | Release | Each | 1.0 | REDUCTION UNT |  |  | HLE
2696 | 6 | 2 |  | CTAAssembly | 5457751 | 1 | Release | Each | 1.0 | Main Frame Assembly |  |  | CCX
2697 | 7 | 1 |  | CTAAssembly | 5437940 | 1 | Release | Each | 1.0 | main frame |  |  | CCX
2698 | 8 | 1 |  | CTAAssembly | 5444520 | 1 | Release | Each | 1.0 | Front wall welding assembly |  |  | CCX
2699 | 9 | 2 |  | CTAComponent | 5445374 | 1 | Release | Each | 1.0 | front wall part 2 |  |  | CCX
2700 | 9 | 3 |  | CTAComponent | 5448612 | 1 | Release | Each | 1.0 | front wall part 3 |  |  | CCX
2701 | 9 | 1 |  | CTAComponent | 5436868 | 1 | Release | Each | 1.0 | front wall part 1 |  |  | CCX
2702 | 9 | 5 |  | CTAComponent | 5446180 | 1 | Release | Each | 1.0 | front wall part 5 |  |  | CCX
2703 | 9 | 4 |  | CTAComponent | 5457171 | 1 | Release | Each | 1.0 | front wall part 4 |  |  | CCX
2704 | 8 | 4 |  | CTAComponent | 5445375 | 1 | Release | Each | 1.0 | frame part 2 |  |  | CCX
2705 | 8 | 3 |  | CTAAssembly | 5458690 | 1 | Release | Each | 1.0 | Back wall welding assembly |  |  | CCX
2706 | 9 | 1 |  | CTAComponent | 5460991 | 1 | Release | Each | 1.0 | back wall part part 1 |  |  | CCX
2707 | 9 | 2 |  | CTAComponent | 5451405 | 1 | Release | Each | 1.0 | back wall part part 2 |  |  | CCX
2708 | 9 | 3 |  | CTAComponent | 5457944 | 1 | Release | Each | 1.0 | back wall part part 3 |  |  | CCX
2709 | 9 | 4 |  | CTAComponent | 5461753 | 1 | Release | Each | 1.0 | back wall part part 4 |  |  | CCX
2710 | 9 | 5 |  | CTAComponent | 5443739 | 1 | Release | Each | 1.0 | back wall part part 5 |  |  | CCX
2711 | 9 | 6 |  | CTAComponent | 5462460 | 1 | Release | Each | 1.0 | back wall part part 6 |  |  | CCX
2712 | 9 | 7 |  | CTAComponent | 5442151 | 1 | Release | Each | 1.0 | back wall part part 7 |  |  | CCX
2713 | 9 | 8 |  | CTAComponent | 5444521 | 1 | Release | Each | 2.0 | back wall part part 8 |  |  | CCX
2714 | 9 | 9 |  | CTAComponent | 5448613 | 1 | Release | Each | 1.0 | back wall part part 9 |  |  | CCX
2715 | 9 | 10 |  | CTAComponent | 5453076 | 1 | Release | Each | 1.0 | back wall part part 10 |  |  | CCX
2716 | 9 | 11 |  | CTAComponent | 5436073 | 1 | Release | Each | 1.0 | back wall part part 11 |  |  | CCX
2717 | 9 | 12 |  | CTAComponent | 5440483 | 1 | Release | Each | 2.0 | back wall part part 12 |  |  | CCX
2718 | 9 | 13 |  | CTAComponent | 5459449 | 1 | Release | Each | 1.0 | back wall part 13 |  |  | CCX
2719 | 9 | 14 |  | CTAComponent | 5492693 | 1 | Release | Each | 3.0 | Back wall part 14 |  |  | CCX
2720 | 8 | 2 |  | CTAComponent | 5451406 | 1 | Release | Each | 1.0 | frame part 1 |  |  | CCX
2721 | 8 | 5 |  | CTAComponent | 5449365 | 1 | Release | Each | 1.0 | frame part 3 |  |  | CCX
2722 | 8 | 6 |  | CTAComponent | 5461754 | 1 | Release | Each | 1.0 | frame part 4 |  |  | CCX
2723 | 8 | 7 |  | CTAComponent | 5436869 | 1 | Release | Each | 2.0 | frame part 5 |  |  | CCX
2724 | 8 | 8 |  | CTAComponent | 5457172 | 1 | Release | Each | 2.0 | frame part 6 |  |  | CCX
2725 | 8 | 9 |  | CTAComponent | 5454721 | 1 | Release | Each | 1.0 | frame part 7 |  |  | CCX
2726 | 8 | 10 |  | CTAComponent | 5457945 | 1 | Release | Each | 1.0 | frame part 8 |  |  | CCX
2727 | 8 | 11 |  | CTAComponent | 5439712 | 1 | Release | Each | 1.0 | frame part 9 |  |  | CCX
2728 | 8 | 12 |  | CTAComponent | 5492694 | 1 | Release | Each | 3.0 | Frame part 10 |  |  | CCX
2729 | 7 | 4 |  | CTAComponent | 5452879 | 1 | Release | Each | 1.0 | limited block |  |  | CCX
2730 | 7 | 3 |  | CTAComponent | 5441936 | 1 | Release | Each | 1.0 | rail |  |  | CCX
2731 | 7 | 5 |  | CTAComponent | 5441114 | 1 | Release | Each | 3.0 | L joint |  |  | CCX
2732 | 7 | 2 |  | CTAComponent | 5439525 | 1 | Release | Each | 1.0 | SECTOR GEAR |  |  | CCX
2733 | 7 | 7 |  | CTAComponent | 5449641 | 1 | Release | Each | 1.0 | BOARD FOR ANGLE SWITCH |  |  | CCX
2734 | 7 | 9 |  | CTAComponent | 5439528 | 2 | Release | Each | 1.0 | -30 degree block |  |  | CCX
2735 | 7 | 8 |  | CTAComponent | 5441115 | 1 | Release | Each | 1.0 | 90 degree block |  |  | CCX
2736 | 7 | 10 |  | CTAComponent | 5441939 | 1 | Release | Each | 1.0 | joint bracket II for rubber protector |  |  | CCX
2737 | 7 | 6 |  | CTAComponent | 5439527 | 2 | Release | Each | 2.0 | L joint |  |  | CCX
2738 | 7 | 11 |  | CTAComponent | 5436661 | 1 | Release | Each | 1.0 | joint bracket I for rubber protector |  |  | CCX
2739 | 7 | 13 |  | CTAComponent | 5453694 | 1 | Release | Each | 1.0 | bracket of energy Chain |  |  | CCX
2740 | 7 | 14 |  | CTAComponent | 5446204 | 1 | Release | Each | 1.0 | Bracket II of Energy Chain |  |  | CCX
2741 | 7 | 15 |  | CTAAssembly | 5456961 | 1 | Release | Each | 1.0 | base board for column moving motor |  |  | CCX
2742 | 8 | 2 |  | CTAComponent | 5442750 | 1 | Release | Each | 1.0 | bracket of gear box |  |  | CCX
2743 | 8 | 1 |  | CTAComponent | 5441112 | 1 | Release | Each | 1.0 | base board |  |  | CCX
2744 | 8 | 3 |  | CTAComponent | 5492737 | 1 | Release | Each | 2.0 | end cover |  |  | CCX
2745 | 7 | 12 |  | CTAAssembly | 5446766 | 1 | Release | Each | 1.0 | cable clamp |  |  | CCX
2746 | 8 | 2 |  | CTAAssembly | 5453700 | 1 | Release | Each | 1.0 | Cable Clamp Assembly |  |  | CCX
2747 | 9 | 2 |  | CTAComponent | 5443740 | 1 | Release | Each | 1.0 | Base For Cable Clamp |  |  | CCX
2748 | 9 | 1 |  | CTAComponent | C1213-M4C012-14 | 1 | Release | Each | 2.0 | GB_T 9074.8，M4x12mm，Grade 4.8 Steel，Zinc finish，RoHS Fastener | 25114-M4/12/PPSTPS/TC1/GB9074.8 | TR FORMAC SHANGHAI PTE LTD | HLE
2749 | 9 | 3 |  | CTAComponent | 5446762 | 1 | Release | Each | 1.0 | Cover For Cable Clamp |  |  | CCX
2750 | 8 | 3 |  | CTAAssembly | 5457746 | 1 | Release | Each | 1.0 | base for cable clamp |  |  | CCX
2751 | 9 | 2 |  | CTAComponent | 5441352 | 1 | Release | Each | 1.0 | Joint Column |  |  | CCX
2752 | 9 | 1 |  | CTAComponent | 5449848 | 1 | Release | Each | 1.0 | Base Board |  |  | CCX
2753 | 8 | 1 |  | CTAComponent | 5492966 | 1 | Release | Each | 1.0 | Circlip for shaft-GB894.1-86 15 Series Fastener Drawing RoHS Compliant |  |  | CCX
2754 | 7 | 19 |  | CTAComponent | 5492717 | 1 | Release | Each | 1.0 | joint bracket |  |  | CCX
2755 | 7 | 17 |  | CTAComponent | 5492719 | 1 | Release | Each | 1.0 | Mechanical stopper for 90 degree |  |  | CCX
2756 | 7 | 18 |  | CTAComponent | 5492718 | 1 | Release | Each | 1.0 | Mechanical stopper for -30 degree |  |  | CCX
2757 | 7 | 16 |  | CTAComponent | 5437945 | 1 | Release | Each | 1.0 | slide board |  |  | CCX
2758 | 7 | 21 |  | CTAComponent | 1000-M12C025-07 | 1 | Release | Each | 3.0 | Hexagon Socket Head Cap Screw, M12-1.75, X25mm Long, Grade12.9 Steel, Black Oxide, RoHS Fastener | 20589-10948-03276 11060-M12C25KCSC4/912 A0996-1008900 | FASTENAL COMPANY ANIXTER BOSSARD | STM
2759 | 7 | 24 |  | CTAComponent | 1000-M6C016-04 | 4 | Release | Each | 6.0 | Hexagon Socket Head Cap Screw, M6-1, X16mm Long, Grade 8.8 Steel, Zinc Plated, RoHS Fastener | 20589-10948-03239 10487-1000-M6C016-04 24140-M6/16/SOHTCS/TC1D/DIN912 11060-M6C16KCSC9Z6/912 A0996-BN 4 M6 x 16mm CR6+FREE | FASTENAL COMPANY OHTA TR FORMAC DIV OF TR FASTENINGS ANIXTER BOSSARD | STM
2760 | 7 | 25 |  | CTAComponent | 1000-M8C016-04 | 3 | Release | Each | 17.0 | Hexagon Socket Head Cap Screw, M8-1.25, X16mm Long, Grade 8.8 Steel, Zinc Plated, RoHS Fastener | 11060-M8C16KCSC9Z6/912 20589-10948-04703 24140-M8/16/SOHTCS/TC1D/DIN912 10487-1000-M8C016-04 | ANIXTER FASTENAL COMPANY TR FORMAC DIV OF TR FASTENINGS OHTA | STM
2761 | 7 | 23 |  | CTAComponent | 1000-M5C025-04 | 3 | Release | Each | 2.0 | Hexagon Socket Head Cap Screw, M5-0.8, X25mm Long, Grade 8.8 Steel, Zinc Plated, RoHS Fastener | 11060-M5C25KCSC9Z6/912 25114-1000-M5C025-04 20589-11103214 10487-1000-M5C025-04 | ANIXTER TR FORMAC SHANGHAI PTE LTD FASTENAL COMPANY OHTA | STM
2762 | 7 | 22 |  | CTAComponent | 1000-M12C030-04 | 3 | Release | Each | 9.0 | Hexagon Socket Head Cap Screw, M12-1.75, X30mm Long, Grade 8.8 Steel, Zinc Plated, RoHS Fastener | 11060-M12C30KCSC9Z6/912 20589-10948-03247 24140-M12/30/HHSTBL/TC1D 10487-1000-M12C030-04 | ANIXTER FASTENAL COMPANY TR FORMAC DIV OF TR FASTENINGS OHTA | STM
2763 | 7 | 29 |  | CTAComponent | 2001-M6-03 | 2 | Release | Each | 4.0 | Large Flat Washer, ISO7093, M6, Steel 200HV, Zinc Plated, RoHS Fastener | 11060-M6NWFESTZ6/9021TH 20589-10948-03486 24140-M6/-/PWSTWA/TC1/ISO7093 | ANIXTER FASTENAL COMPANY TR FORMAC DIV OF TR FASTENINGS | STM
2764 | 7 | 27 |  | CTAComponent | C1213-M4C012-14 | 1 | Release | Each | 31.0 | GB_T 9074.8，M4x12mm，Grade 4.8 Steel，Zinc finish，RoHS Fastener | 25114-M4/12/PPSTPS/TC1/GB9074.8 | TR FORMAC SHANGHAI PTE LTD | HLE
2765 | 7 | 28 |  | CTAComponent | 2000-M12-03 | 1 | Release | Each | 3.0 | Flat Washer, ISO7089, M12, Steel 200HV, Zinc Plated, RoHS Fastener | 11060-M12NWSFSTZ6/125ATP 20589-10948-03460 | ANIXTER FASTENAL COMPANY | STM
2766 | 7 | 26 |  | CTAComponent | 1000-M8C065-04 | 1 | Release | Each | 1.0 | Hexagon Socket Head Cap Screw, M8-1.25, X65mm Long, Grade 8.8 Steel, Zinc Plated, RoHS Fastener | 10487-1000-M8C065-04 | OHTA | STM
2767 | 7 | 31 |  | CTAComponent | 2203-M12-07 | 3 | Release | Each | 3.0 | Curved Lock Washer, DIN 128A, M12, Spring Steel, Zinc Plated, RoHS Fastener | 20589-10948-04155 11060-M12NLOCSTMZT/128A | FASTENAL COMPANY ANIXTER | STM
2768 | 7 | 32 |  | CTAComponent | 2106-M5-14 | 1 | Release | Each | 2.0 | Spring Lock Washer with Flat Ends JIS B1251, M5, Spring Stainless Steel, Rohs Fastener | 24140-2106-M5-14 | TR FORMAC DIV OF TR FASTENINGS | STM
2769 | 7 | 33 |  | CTAComponent | 2203-M6-07 | 5 | Release | Each | 6.0 | Curved Lock Washer, DIN 128A, M6, Spring Steel, Zinc Plated, RoHS Fastener | 11060-M6NLOCSTZ6/128A A0996-BN 770 M6 CR6+FREE 24140-M6/-/SSSTWA/TC1D/DIN128A 20589-10948-04152 | ANIXTER BOSSARD TR FORMAC DIV OF TR FASTENINGS FASTENAL COMPANY | STM
2770 | 7 | 30 |  | CTAComponent | 2000-M8-03 | 2 | Release | Each | 1.0 | Flat Washer, ISO7089, M8, Steel 200HV, Zinc Plated, RoHS Fastener | 11060-M8NWSFSTZ6/125ATP 20589-10948-03458 25114-2000-M8-03 | ANIXTER FASTENAL COMPANY TR FORMAC SHANGHAI PTE LTD | STM
2771 | 7 | 37 |  | CTAComponent | C2106-M8-80 | 1 | Release | Each | 17.0 | GB_T 93，M8，Spring Steel，Black Oxide finish，RoHS Fastener | 25114-M8/-/SRSTWA/BO/GB93 | TR FORMAC SHANGHAI PTE LTD | HLE
2772 | 7 | 34 |  | CTAComponent | 2203-M8-07 | 3 | Release | Each | 1.0 | Curved Lock Washer, DIN 128A, M8, Spring Steel, Zinc Plated, RoHS Fastener | 20589-10948-04153 11060-M8NLOCSTMZT/128A | FASTENAL COMPANY ANIXTER | STM
2773 | 7 | 36 |  | CTAComponent | C2106-M12-02 | 1 | Release | Each | 7.0 | GB_T 93，M12，Spring Steel，Zinc finish，RoHS Fastener | 25114-M12/-/SRSTWA/TC1/GB93 | TR FORMAC SHANGHAI PTE LTD | HLE
2774 | 7 | 35 |  | CTAComponent | 5445416-2 | 1 | Release | Each | 1.0 | AVID PRODUCTS STEEL P-CLAMP or R-clamp DIA6.4, WIDE9.7, 19243-SCP-4-323-203 |  |  | HLE
2775 | 6 | 8 |  | CTAComponent | 5449179 | 1 | Release | Each | 2.0 | Roll adjust plate |  |  | CCX
2776 | 6 | 9 |  | CTAAssembly | 5436658 | 1 | Release | Each | 1.0 | Vertical bearing foot limiter |  |  | CCX
2777 | 7 | 1 |  | CTAComponent | 1040-M6C010-27 | 1 | Release | Each | 1.0 | Hexagon Set Screw with Cup Point, M6-1, X10mm Long, Grade 45H Steel, Black Oxide RoHS Fastener | 11060-M6C10KKCST/916 A0996-1032704 20589-10948-04201 | ANIXTER BOSSARD FASTENAL COMPANY | STM
2778 | 7 | 4 |  | CTAComponent | 5457968 | 1 | Release | Each | 1.0 | Vertical bearing foot limiter bracket |  |  | CCX
2779 | 7 | 3 |  | CTAComponent | 5455605 | 1 | Release | Each | 1.0 | CAM FOLLOWER CF18BUU IKO |  |  | CCX
2780 | 7 | 2 |  | CTAComponent | 5456958 | 1 | Release | Each | 1.0 | CAM FOLLOWER CFE18VBUUR IKO |  |  | CCX
2781 | 6 | 10 |  | CTAAssembly | 5498243 | 1 | Release | Each | 1.0 | Chain Connector |  |  | CCX
2782 | 7 | 2 |  | CTAComponent | 2000-M6-03 | 3 | Release | Each | 2.0 | Flat Washer, ISO7089, M6, Steel 200HV, Zinc Plated, RoHS Fastener | 20589-10948-03457 10487-2000-M6-03 11060-M6NWSFSTZ6/125ATP 24140-M6/-/PWSTWA/TC1/DIN125 | FASTENAL COMPANY OHTA ANIXTER TR FORMAC DIV OF TR FASTENINGS | STM
2783 | 7 | 3 |  | CTAComponent | C2106-M6-02 | 3 | Release | Each | 2.0 | Spring Lock Washer, M6, Zinc plated, Rohs Fastener | 24140-C2106-M6-02 | TR FORMAC DIV OF TR FASTENINGS | HLE
2784 | 7 | 1 |  | CTAComponent | 1000-M6C020-04 | 4 | Release | Each | 2.0 | Hexagon Socket Head Cap Screw, M6-1, X20mm Long, Grade 8.8 Steel, Zinc Plated, RoHS Fastener | 11060-M6C20KCSC9Z6/912 10487-1000-M6C020-04 24140-M6/20/SOHTCS/TC1D/DIN912 20589-10948-03240 A0996-BN 4 M6 x 20mm CR6+FREE | ANIXTER OHTA TR FORMAC DIV OF TR FASTENINGS FASTENAL COMPANY BOSSARD | STM
2785 | 7 | 5 |  | CTAComponent | 5436894 | 1 | Release | Each | 1.0 | Chain connector plate |  |  | CCX
2786 | 7 | 4 |  | CTAAssembly | 5498254 | 1 | Release | Each | 1.0 | Chain connector base |  |  | CCX
2787 | 8 | 2 |  | CTAComponent | 5491740 | 1 | Release | Each | 1.0 | Chain connector L shape frame |  |  | CCX
2788 | 8 | 1 |  | CTAComponent | 5491739 | 1 | Release | Each | 1.0 | Chain connector dentate plate |  |  | CCX
2789 | 6 | 6 |  | CTAComponent | 5492777 | 1 | Release | Each | 1.0 | limited board |  |  | CCX
2790 | 6 | 7 |  | CTAComponent | 5453943 | 1 | Release | Each | 4.0 | Roller shaft |  |  | CCX
2791 | 6 | 12 |  | CTAComponent | 5452029 | 1 | Release | Each | 1.0 | cover |  |  | CCX
2792 | 6 | 13 |  | CTAAssembly | 5452028 | 1 | Release | Each | 1.0 | Top Motor Assembly |  |  | CCX
2793 | 7 | 2 |  | CTAAssembly | 5456367 | 6 | Release | Each | 1.0 | Table TOP motor assembly |  |  | CCX
2794 | 8 | 2 |  | CTAComponent | 5456367-1 | 2 | Release | Each | 1.0 | Table TOP motor assembly-resistor and cable |  |  | HLE
2795 | 8 | 1 |  | CTAComponent | 5120418-1 | 2 | Release | Each | 1.0 | AC gear motor, 25W |  |  | HLE
2796 | 7 | 3 |  | CTAComponent | 5449646 | 1 | Release | Each | 1.0 | top gear |  |  | CCX
2797 | 7 | 1 |  | CTAComponent | 5445170 | 1 | Release | Each | 1.0 | motor board |  |  | CCX
2798 | 7 | 6 |  | CTAComponent | C1213-M3C010-14 | 1 | Release | Each | 2.0 | GB_T 9074.8，M3x10mm，Grade 4.8 Steel，Zinc finish，RoHS Fastener | 25114-M3/10/PPSTPS/TC1/GB9074.8 | TR FORMAC SHANGHAI PTE LTD | HLE
2799 | 7 | 4 |  | CTAComponent | C1213-M4C012-14 | 1 | Release | Each | 3.0 | GB_T 9074.8，M4x12mm，Grade 4.8 Steel，Zinc finish，RoHS Fastener | 25114-M4/12/PPSTPS/TC1/GB9074.8 | TR FORMAC SHANGHAI PTE LTD | HLE
2800 | 7 | 5 |  | CTAComponent | 1040-M5C008-27 | 2 | Release | Each | 2.0 | Hexagon Set Screw with Cup Point, M5-0.8, X8mm Long, Grade 45H Steel, Black Oxide RoHS Fastener | A0996-1032496 11060-M5C8KKCA1/916 20589-10948-04197 24140-M5/8/HSHTPC/BO1 | BOSSARD ANIXTER FASTENAL COMPANY TR FORMAC DIV OF TR FASTENINGS | STM
2801 | 6 | 11 |  | CTAAssembly | 5459999 | 1 | Release | Each | 1.0 | Back Sprocket Assembly |  |  | CCX
2802 | 7 | 1 |  | CTAComponent | 5462285 | 1 | Release | Each | 2.0 | Bearing NSK6005ZZ |  |  | CCX
2803 | 7 | 4 |  | CTAAssembly | 5446764 | 1 | Release | Each | 1.0 | bracket of head sprocket wheel |  |  | CCX
2804 | 8 | 1 |  | CTAComponent | 5453094 | 1 | Release | Each | 1.0 | Bracket 1 |  |  | CCX
2805 | 8 | 4 |  | CTAComponent | 5462483 | 1 | Release | Each | 1.0 | Bracket 4 |  |  | CCX
2806 | 8 | 3 |  | CTAComponent | 5436891 | 1 | Release | Each | 1.0 | Bracket 3 |  |  | CCX
2807 | 8 | 2 |  | CTAComponent | 5458708 | 1 | Release | Each | 1.0 | Bracket 2 |  |  | CCX
2808 | 7 | 3 |  | CTAComponent | 5445169 | 1 | Release | Each | 1.0 | Sprocket Wheel In Head End |  |  | CCX
2809 | 7 | 2 |  | CTAComponent | 5455376 | 1 | Release | Each | 1.0 | Circlip for shaft-GB894.1-86 25 Series Fastener Drawing RoHS Compliant |  |  | CCX
2810 | 7 | 6 |  | CTAComponent | 5453696 | 1 | Release | Each | 1.0 | washer circl |  |  | CCX
2811 | 7 | 5 |  | CTAComponent | 5451207 | 1 | Release | Each | 1.0 | shaft |  |  | CCX
2812 | 6 | 14 |  | CTAAssembly | 5461548 | 1 | Release | Each | 1.0 | PRESSING UNIT |  |  | CCX
2813 | 7 | 2 |  | CTAAssembly | 5492808 | 1 | Release | Each | 1.0 | bearing holder welding |  |  | CCX
2814 | 8 | 2 |  | CTAComponent | 5492809 | 1 | Release | Each | 1.0 | bearing holder 2 |  |  | CCX
2815 | 8 | 3 |  | CTAComponent | 5492810 | 1 | Release | Each | 1.0 | bearing holder 3 |  |  | CCX
2816 | 8 | 1 |  | CTAComponent | 5436660 | 1 | Release | Each | 1.0 | bear holder |  |  | CCX
2817 | 7 | 3 |  | CTAAssembly | 5492811 | 1 | Release | Each | 1.0 | guide unit |  |  | CCX
2818 | 8 | 3 |  | CTAComponent | 2000-M8-03 | 2 | Release | Each | 1.0 | Flat Washer, ISO7089, M8, Steel 200HV, Zinc Plated, RoHS Fastener | 11060-M8NWSFSTZ6/125ATP 20589-10948-03458 25114-2000-M8-03 | ANIXTER FASTENAL COMPANY TR FORMAC SHANGHAI PTE LTD | STM
2819 | 8 | 4 |  | CTAComponent | 2203-M8-07 | 3 | Release | Each | 1.0 | Curved Lock Washer, DIN 128A, M8, Spring Steel, Zinc Plated, RoHS Fastener | 20589-10948-04153 11060-M8NLOCSTMZT/128A | FASTENAL COMPANY ANIXTER | STM
2820 | 8 | 2 |  | CTAComponent | 5492812 | 1 | Release | Each | 1.0 | guide block |  |  | CCX
2821 | 8 | 5 |  | CTAComponent | 3000-M8C-04 | 1 | Release | Each | 1.0 | Hexagon Nut, ISO4032, M8-1.25, Grade 8 Steel, Zinc Plated, RoHS Fastener | 20589-10948-03689 11060-M8CNFHSTZ6/934 | FASTENAL COMPANY ANIXTER | STM
2822 | 8 | 1 |  | CTAComponent | 5445972 | 2 | Release | Each | 1.0 | Shaft |  |  | CCX
2823 | 7 | 1 |  | CTAComponent | 5455605 | 1 | Release | Each | 1.0 | CAM FOLLOWER CF18BUU IKO |  |  | CCX
2824 | 6 | 15 |  | CTAAssembly | 5457747 | 2 | Release | Each | 2.0 | bearing holder for top |  |  | CCX
2825 | 7 | 1 |  | CTAComponent | 5456398 | 1 | Release | Each | 1.0 | bear support |  |  | CCX
2826 | 7 | 4 |  | CTAComponent | 5438151 | 1 | Release | Each | 1.0 | CAM FOLLOWER CFE10BUUR IKO |  |  | CCX
2827 | 7 | 3 |  | CTAComponent | 5438725 | 1 | Release | Each | 1.0 | CAM FOLLOWER IKO CF12BUUR |  |  | CCX
2828 | 7 | 2 |  | CTAComponent | 1040-M5C008-27 | 2 | Release | Each | 2.0 | Hexagon Set Screw with Cup Point, M5-0.8, X8mm Long, Grade 45H Steel, Black Oxide RoHS Fastener | A0996-1032496 11060-M5C8KKCA1/916 20589-10948-04197 24140-M5/8/HSHTPC/BO1 | BOSSARD ANIXTER FASTENAL COMPANY TR FORMAC DIV OF TR FASTENINGS | STM
2829 | 6 | 16 |  | CTAAssembly | 5447589 | 1 | Release | Each | 2.0 | front switch assembly I |  |  | CCX
2830 | 7 | 1 |  | CTAComponent | 5445975 | 1 | Release | Each | 1.0 | switch support |  |  | CCX
2831 | 7 | 4 |  | CTAComponent | 5436678 | 1 | Release | Each | 1.0 | MICRO SWITCH |  |  | HLE
2832 | 7 | 5 |  | CTAComponent | 5445171 | 1 | Release | Each | 1.0 | thread hole board |  |  | CCX
2833 | 7 | 3 |  | CTAComponent | 5453710 | 2 | Release | Each | 1.0 | MICRO SWITCH |  |  | HLE
2834 | 7 | 2 |  | CTAComponent | 5442753 | 1 | Release | Each | 1.0 | insulation sheet |  |  | CCX
2835 | 7 | 6 |  | CTAComponent | 5450421 | 1 | Release | Each | 1.0 | through hole board |  |  | CCX
2836 | 6 | 18 |  | CTAAssembly | 5448395 | 1 | Release | Each | 1.0 | head switch assembly |  |  | CCX
2837 | 7 | 2 |  | CTAComponent | 5459257 | 1 | Release | Each | 1.0 | thread hole plate |  |  | CCX
2838 | 7 | 4 |  | CTAComponent | 5447590 | 1 | Release | Each | 1.0 | through hole plate |  |  | CCX
2839 | 7 | 3 |  | CTAComponent | 5460819 | 1 | Release | Each | 1.0 | insulation piece |  |  | CCX
2840 | 7 | 1 |  | CTAComponent | 5441937 | 1 | Release | Each | 1.0 | switch bracket |  |  | CCX
2841 | 7 | 6 |  | CTAComponent | C1213-M4C030-14 | 1 | Release | Each | 2.0 | GB_T 9074.8，M4x30mm，Grade 4.8 Steel，Zinc finish，RoHS Fastener | 25114-M4/30/PPSTPS/TC1/GB9074.8 | TR FORMAC SHANGHAI PTE LTD | HLE
2842 | 7 | 5 |  | CTAComponent | 5461564 | 2 | Release | Each | 1.0 | MICRO SWITCH |  |  | HLE
2843 | 6 | 17 |  | CTAAssembly | 5453698 | 1 | Release | Each | 1.0 | front switch assembly II |  |  | CCX
2844 | 7 | 2 |  | CTAComponent | 5442753 | 1 | Release | Each | 1.0 | insulation sheet |  |  | CCX
2845 | 7 | 3 |  | CTAComponent | 5445171 | 1 | Release | Each | 1.0 | thread hole board |  |  | CCX
2846 | 7 | 1 |  | CTAComponent | 5445975 | 1 | Release | Each | 1.0 | switch support |  |  | CCX
2847 | 7 | 5 |  | CTAComponent | 5436678 | 1 | Release | Each | 1.0 | MICRO SWITCH |  |  | HLE
2848 | 7 | 6 |  | CTAComponent | 5453710 | 2 | Release | Each | 1.0 | MICRO SWITCH |  |  | HLE
2849 | 7 | 4 |  | CTAComponent | 5450421 | 1 | Release | Each | 1.0 | through hole board |  |  | CCX
2850 | 6 | 19 |  | CTAAssembly | 5445976 | 1 | Release | Each | 1.0 | middle switch assembly |  |  | CCX
2851 | 7 | 1 |  | CTAComponent | 5441937 | 1 | Release | Each | 1.0 | switch bracket |  |  | CCX
2852 | 7 | 4 |  | CTAComponent | 5447590 | 1 | Release | Each | 1.0 | through hole plate |  |  | CCX
2853 | 7 | 6 |  | CTAComponent | C1213-M4C030-14 | 1 | Release | Each | 2.0 | GB_T 9074.8，M4x30mm，Grade 4.8 Steel，Zinc finish，RoHS Fastener | 25114-M4/30/PPSTPS/TC1/GB9074.8 | TR FORMAC SHANGHAI PTE LTD | HLE
2854 | 7 | 5 |  | CTAComponent | 5448409 | 2 | Release | Each | 1.0 | MICRO SWITCH |  |  | HLE
2855 | 7 | 3 |  | CTAComponent | 5460819 | 1 | Release | Each | 1.0 | insulation piece |  |  | CCX
2856 | 7 | 2 |  | CTAComponent | 5459257 | 1 | Release | Each | 1.0 | thread hole plate |  |  | CCX
2857 | 6 | 20 |  | CTAAssembly | 5457745 | 1 | Release | Each | 1.0 | foot switch assembly |  |  | CCX
2858 | 7 | 2 |  | CTAComponent | 5459257 | 1 | Release | Each | 1.0 | thread hole plate |  |  | CCX
2859 | 7 | 3 |  | CTAComponent | 5460819 | 1 | Release | Each | 1.0 | insulation piece |  |  | CCX
2860 | 7 | 1 |  | CTAComponent | 5441937 | 1 | Release | Each | 1.0 | switch bracket |  |  | CCX
2861 | 7 | 5 |  | CTAComponent | 5461564 | 2 | Release | Each | 1.0 | MICRO SWITCH |  |  | HLE
2862 | 7 | 6 |  | CTAComponent | C1213-M4C030-14 | 1 | Release | Each | 2.0 | GB_T 9074.8，M4x30mm，Grade 4.8 Steel，Zinc finish，RoHS Fastener | 25114-M4/30/PPSTPS/TC1/GB9074.8 | TR FORMAC SHANGHAI PTE LTD | HLE
2863 | 7 | 4 |  | CTAComponent | 5447590 | 1 | Release | Each | 1.0 | through hole plate |  |  | CCX
2864 | 6 | 25 |  | CTAAssembly | 5445974 | 1 | Release | Each | 1.0 | Bearing Support |  |  | CCX
2865 | 7 | 2 |  | CTAComponent | 5437174 | 1 | Release | Each | 1.0 | bearing NSK 1305 |  |  | CCX
2866 | 7 | 1 |  | CTAAssembly | 5450424 | 1 | Release | Each | 1.0 | Support Board welding |  |  | CCX
2867 | 8 | 2 |  | CTAComponent | 5492788 | 1 | Release | Each | 1.0 | joint column |  |  | CCX
2868 | 8 | 1 |  | CTAComponent | 5449187 | 1 | Release | Each | 1.0 | support board |  |  | CCX
2869 | 6 | 22 |  | CTAAssembly | 5447591 | 1 | Release | Each | 1.0 | rear switch assembly |  |  | CCX
2870 | 7 | 2 |  | CTAComponent | 5459257 | 1 | Release | Each | 1.0 | thread hole plate |  |  | CCX
2871 | 7 | 1 |  | CTAComponent | 5443540 | 1 | Release | Each | 1.0 | rear switch bracket |  |  | CCX
2872 | 7 | 7 |  | CTAComponent | C2106-M4-02 | 3 | Release | Each | 2.0 | Spring Lock Washer, M4, Zinc plated, Rohs Fastener | 24140-C2106-M4-02 | TR FORMAC DIV OF TR FASTENINGS | HLE
2873 | 7 | 6 |  | CTAComponent | 5448409 | 2 | Release | Each | 2.0 | MICRO SWITCH |  |  | HLE
2874 | 7 | 5 |  | CTAComponent | 2000-M4-03 | 3 | Release | Each | 2.0 | FLAT WASHER - NORMAL SERIES, ISO 7089, M4 CLASS 200H STEEL, ZINC PLATED RoHS FASTENER | 24140-M4/-/PWSTWA/TC1/DIN125 10487-2000-M4-03 A0996-BN 343 M4 CR6+FREE 24432-11103691 11060-M4NWSFSTZ6/125ATP | TR FORMAC DIV OF TR FASTENINGS OHTA BOSSARD FASTENAL ANIXTER | STM
2875 | 7 | 4 |  | CTAComponent | 1000-M4C050-04 | 2 | Release | Each | 2.0 | Hexagon Socket Head Cap Screw, M4-0.7, X50mm Long, Grade 8.8 Steel, Zinc Plated, RoHS Fastener | 11060-M4C50KCSC9Z6/912 20589-10948-04273 24140-1000-M4C050-04 | ANIXTER FASTENAL COMPANY TR FORMAC DIV OF TR FASTENINGS | STM
2876 | 7 | 3 |  | CTAComponent | 5460819 | 1 | Release | Each | 2.0 | insulation piece |  |  | CCX
2877 | 6 | 21 |  | CTAAssembly | 5441113 | 1 | Release | Each | 1.0 | MSW fitting assembly |  |  | CCX
2878 | 7 | 2 |  | CTAComponent | 5459257 | 1 | Release | Each | 2.0 | thread hole plate |  |  | CCX
2879 | 7 | 4 |  | CTAComponent | 5447590 | 1 | Release | Each | 2.0 | through hole plate |  |  | CCX
2880 | 7 | 3 |  | CTAComponent | 5460819 | 1 | Release | Each | 2.0 | insulation piece |  |  | CCX
2881 | 7 | 1 |  | CTAComponent | 5441938 | 1 | Release | Each | 2.0 | top switch bracket |  |  | CCX
2882 | 7 | 6 |  | CTAComponent | C1213-M4C030-14 | 1 | Release | Each | 4.0 | GB_T 9074.8，M4x30mm，Grade 4.8 Steel，Zinc finish，RoHS Fastener | 25114-M4/30/PPSTPS/TC1/GB9074.8 | TR FORMAC SHANGHAI PTE LTD | HLE
2883 | 7 | 5 |  | CTAComponent | 5448409 | 2 | Release | Each | 2.0 | MICRO SWITCH |  |  | HLE
2884 | 6 | 23 |  | CTAComponent | 5437175 | 1 | Release | Each | 1.0 | front switch cover |  |  | CCX
2885 | 6 | 24 |  | CTAAssembly | 5454529 | 1 | Release | Each | 1.0 | Driveing Unit of L Column Assembly |  |  | CCX
2886 | 7 | 1 |  | CTAComponent | T310-2199 | 0 | Release | Each | 1.0 | GEAR |  |  | HLE
2887 | 7 | 4 |  | CTAComponent | 1040-M5C012-27 | 1 | Release | Each | 4.0 | Hexagon Set Screw with Cup Point, M5-0.8, X12mm Long, Grade 45H Steel, Black Oxide RoHS Fastener | 11060-M5C12KKCA1/916 A0996-1032526 20589-10948-04199 | ANIXTER BOSSARD FASTENAL COMPANY | STM
2888 | 7 | 3 |  | CTAComponent | 5449186 | 1 | Release | Each | 1.0 | sprocket wheel of foot end |  |  | CCX
2889 | 7 | 2 |  | CTAComponent | 5443539 | 2 | Release | Each | 1.0 | V belt wheel |  |  | CCX
2890 | 6 | 30 |  | CTAComponent | 5452026 | 1 | Release | Each | 1.0 | Positionor swith actuator |  |  | CCX
2891 | 6 | 28 |  | CTAAssembly | 5444313 | 2 | Release | Each | 1.0 | Horizontal bearing foot limiter |  |  | CCX
2892 | 7 | 2 |  | CTAComponent | 5441344 | 1 | Release | Each | 1.0 | Bearing D35M16 |  |  | CCX
2893 | 7 | 1 |  | CTAComponent | 1040-M6C010-27 | 1 | Release | Each | 1.0 | Hexagon Set Screw with Cup Point, M6-1, X10mm Long, Grade 45H Steel, Black Oxide RoHS Fastener | 11060-M6C10KKCST/916 A0996-1032704 20589-10948-04201 | ANIXTER BOSSARD FASTENAL COMPANY | STM
2894 | 7 | 4 |  | CTAComponent | 5437397 | 1 | Release | Each | 1.0 | Horizontal bearing limiter bracket |  |  | CCX
2895 | 7 | 3 |  | CTAComponent | 5457964 | 1 | Release | Each | 1.0 | Eccentric bearing D35M16 |  |  | CCX
2896 | 6 | 27 |  | CTAComponent | 5456963 | 1 | Release | Each | 1.0 | rubber washer |  |  | CCX
2897 | 6 | 29 |  | CTAComponent | 5461549 | 2 | Release | Each | 1.0 | belt wheel |  |  | CCX
2898 | 6 | 26 |  | CTAAssembly | 5437170 | 2 | Release | Each | 1.0 | Horizontal bearing top limiter |  |  | CCX
2899 | 7 | 2 |  | CTAComponent | 5441344 | 1 | Release | Each | 1.0 | Bearing D35M16 |  |  | CCX
2900 | 7 | 3 |  | CTAComponent | 5457964 | 1 | Release | Each | 1.0 | Eccentric bearing D35M16 |  |  | CCX
2901 | 7 | 1 |  | CTAComponent | 1040-M6C010-27 | 1 | Release | Each | 1.0 | Hexagon Set Screw with Cup Point, M6-1, X10mm Long, Grade 45H Steel, Black Oxide RoHS Fastener | 11060-M6C10KKCST/916 A0996-1032704 20589-10948-04201 | ANIXTER BOSSARD FASTENAL COMPANY | STM
2902 | 7 | 4 |  | CTAComponent | 5437397 | 1 | Release | Each | 1.0 | Horizontal bearing limiter bracket |  |  | CCX
2903 | 6 | 32 |  | CTAComponent | 5462282 | 1 | Release | Each | 4.0 | CASTOR |  |  | CCX
2904 | 6 | 35 |  | CTAComponent | 1000-M12C025-04 | 2 | Release | Each | 2.0 | Hexagon Socket Head Cap Screw, M12-1.75, X25mm Long, Grade 8.8 Steel, Zinc Plated, RoHS Fastener | 20589-10948-03246 11060-M12C25KCSC9Z6/912 10487-1000-M12C025-04 | FASTENAL COMPANY ANIXTER OHTA | STM
2905 | 6 | 33 |  | CTAComponent | 5442752 | 1 | Release | Each | 1.0 | Chain_KANA |  |  | CCX
2906 | 6 | 34 |  | CTAComponent | 1000-M10C025-04 | 3 | Release | Each | 1.0 | Hexagon Socket Head Cap Screw, ISO 4762, M10-1.5, X25mm Long, Grade 8.8 Steel, Zinc Plated, RoHS Fastener | A0996-BN 4 M10-1.5 x 25mm CR6+ Free 20589-10948-04781 11060-M10C25KCSC9Z6/4762 10487-1000-M10C025-04 A0996-BN 4 M10 X 25mm CR6+ FREE | BOSSARD FASTENAL COMPANY ANIXTER OHTA BOSSARD | STM
2907 | 6 | 31 |  | CTAAssembly | 5492798 | 1 | Release | Each | 1.0 | rear switch I assembly |  |  | CCX
2908 | 7 | 1 |  | CTAComponent | 5492795 | 1 | Release | Each | 1.0 | rear switch bracket I |  |  | CCX
2909 | 7 | 3 |  | CTAComponent | 5448409 | 2 | Release | Each | 1.0 | MICRO SWITCH |  |  | HLE
2910 | 7 | 2 |  | CTAComponent | 5460819 | 1 | Release | Each | 1.0 | insulation piece |  |  | CCX
2911 | 7 | 4 |  | CTAComponent | 5459257 | 1 | Release | Each | 1.0 | thread hole plate |  |  | CCX
2912 | 7 | 5 |  | CTAComponent | 5447590 | 1 | Release | Each | 1.0 | through hole plate |  |  | CCX
2913 | 7 | 6 |  | CTAComponent | C1213-M4C030-14 | 1 | Release | Each | 2.0 | GB_T 9074.8，M4x30mm，Grade 4.8 Steel，Zinc finish，RoHS Fastener | 25114-M4/30/PPSTPS/TC1/GB9074.8 | TR FORMAC SHANGHAI PTE LTD | HLE
2914 | 6 | 36 |  | CTAComponent | 1000-M12C030-04 | 3 | Release | Each | 6.0 | Hexagon Socket Head Cap Screw, M12-1.75, X30mm Long, Grade 8.8 Steel, Zinc Plated, RoHS Fastener | 11060-M12C30KCSC9Z6/912 20589-10948-03247 24140-M12/30/HHSTBL/TC1D 10487-1000-M12C030-04 | ANIXTER FASTENAL COMPANY TR FORMAC DIV OF TR FASTENINGS OHTA | STM
2915 | 6 | 37 |  | CTAComponent | 1000-M12C040-04 | 2 | Release | Each | 4.0 | Hexagon Socket Head Cap Screw, M12-1.75, X40mm Long, Grade 8.8 Steel, Zinc Plated, RoHS Fastener | 11060-M12C40KCSC9Z6/912 20589-10948-03249 10487-1000-M12C040-04 | ANIXTER FASTENAL COMPANY OHTA | STM
2916 | 6 | 39 |  | CTAComponent | 1000-M14C040-04 | 5 | Release | Each | 2.0 | Hexagon Socket Head Cap Screw, ISO 4762, M14-2, X40mm Long, Grade 8.8 Steel, Zinc Plated, RoHS Fastener | 11060-M14C40KCSC9Z6/912 A0996-BN 4 M14 x 40mm CR6+FREE | ANIXTER BOSSARD | STM
2917 | 6 | 38 |  | CTAComponent | 1000-M12C070-04 | 2 | Release | Each | 2.0 | Hexagon Socket Head Cap Screw, M12-1.75, X70mm Long, Grade 8.8 Steel, Zinc Plated, RoHS Fastener | 11060-M12C70KCSC9Z6/912 20589-10948-03252 10487-1000-M12C070-04 | ANIXTER FASTENAL COMPANY OHTA | STM
2918 | 6 | 40 |  | CTAComponent | 1000-M12C050-04 | 2 | Release | Each | 2.0 | Hexagon Socket Head Cap Screw, M12-1.75, X50mm Long, Grade 8.8 Steel, Zinc Plated, RoHS Fastener | 20589-10948-03250 11060-M12C50KCSC9Z6/912 10487-1000-M12C050-04 | FASTENAL COMPANY ANIXTER OHTA | STM
2919 | 6 | 41 |  | CTAComponent | 1000-M5C012-04 | 5 | Release | Each | 4.0 | Hexagon Socket Head Cap Screw, M5-0.8, X12mm Long, Grade 8.8 Steel, Zinc Plated, RoHS Fastener | 11060-M5C12KCSC9Z6/912 10487-1000-M5C012-04 24140-M5/12/SOHTCS/TC1D/DIN912 20589-ZS2540012ZP0000 A0996-BN 3 M5x12mm CR6+FREE | ANIXTER OHTA TR FORMAC DIV OF TR FASTENINGS FASTENAL COMPANY BOSSARD | STM
2920 | 6 | 44 |  | CTAComponent | 1000-M8C020-04 | 2 | Release | Each | 4.0 | Hexagon Socket Head Cap Screw, M8-1.25, X20mm Long, Grade 8.8 Steel, Zinc Plated, RoHS Fastener | 11060-M8C20KCSC9Z6/912 20589-ZS2580020ZP0000 10487-1000-M8C020-04 | ANIXTER FASTENAL COMPANY OHTA | STM
2921 | 6 | 45 |  | CTAComponent | 1000-M8C030-04 | 3 | Release | Each | 6.0 | Hexagon Socket Head Cap Screw, M8-1.25, X30mm Long, Grade 8.8 Steel, Zinc Plated, RoHS Fastener | 11060-M8C30KCSC9Z6/912 20589-ZS2580030ZP0000 24140-M8/30/SOHTCS/TC1D/DIN912 10487-1000-M8C030-04 | ANIXTER FASTENAL COMPANY TR FORMAC DIV OF TR FASTENINGS OHTA | STM
2922 | 6 | 43 |  | CTAComponent | 1000-M6C025-04 | 5 | Release | Each | 4.0 | Hexagon Socket Head Cap Screw, M6-1, X25mm Long, Grade 8.8 Steel, Zinc Plated, RoHS Fastener | 11060-M6C25KCSC9Z6/912 10487-1000-M6C025-04 24140-M6/25/SOHTCS/TC1D/DIN912 20589-10948-03241 A0996-BN 3 M6x25mm CR6+FREE | ANIXTER OHTA TR FORMAC DIV OF TR FASTENINGS FASTENAL COMPANY BOSSARD | STM
2923 | 6 | 42 |  | CTAComponent | 1000-M6C016-04 | 4 | Release | Each | 1.0 | Hexagon Socket Head Cap Screw, M6-1, X16mm Long, Grade 8.8 Steel, Zinc Plated, RoHS Fastener | 20589-10948-03239 10487-1000-M6C016-04 24140-M6/16/SOHTCS/TC1D/DIN912 11060-M6C16KCSC9Z6/912 A0996-BN 4 M6 x 16mm CR6+FREE | FASTENAL COMPANY OHTA TR FORMAC DIV OF TR FASTENINGS ANIXTER BOSSARD | STM
2924 | 6 | 47 |  | CTAComponent | 1010-M4C006-14 | 2 | Release | Each | 16.0 | Phillips Flat Head Screw, ISO 7046, M4-0.7, X6mm Long, Grade 4.8 Steel, Zinc Plated, RoHS Fastener | 11060-M4C6MXFSTZ6/965A A0996-BN 388 M4-0.7 x 6mm CR6+FREE 12217-25030-109 | ANIXTER BOSSARD MIDWEST PRODUCTS & ENGINEERING | STM
2925 | 6 | 46 |  | CTAComponent | 1006-M8C025-04 | 2 | Release | Each | 4.0 | Hexagon Head Screw, ISO 4017, M8-1.25, X25mm Long, Grade 8.8 Steel, Zinc Plated, RoHS Fastener | 20589-10948-03862 11060-M8C25HCSC9Z6/933 A0996-BN 56 M8 x 25mm CR6+FREE 24140-M8/25/HHHTMC/TC1/GB5783 | FASTENAL COMPANY ANIXTER BOSSARD TR FORMAC DIV OF TR FASTENINGS | STM
2926 | 6 | 50 |  | CTAComponent | C1213-M4C012-14 | 1 | Release | Each | 49.0 | GB_T 9074.8，M4x12mm，Grade 4.8 Steel，Zinc finish，RoHS Fastener | 25114-M4/12/PPSTPS/TC1/GB9074.8 | TR FORMAC SHANGHAI PTE LTD | HLE
2927 | 6 | 48 |  | CTAComponent | C2106-M12-02 | 1 | Release | Each | 2.0 | GB_T 93，M12，Spring Steel，Zinc finish，RoHS Fastener | 25114-M12/-/SRSTWA/TC1/GB93 | TR FORMAC SHANGHAI PTE LTD | HLE
2928 | 6 | 49 |  | CTAComponent | 1040-M5C008-27 | 2 | Release | Each | 1.0 | Hexagon Set Screw with Cup Point, M5-0.8, X8mm Long, Grade 45H Steel, Black Oxide RoHS Fastener | A0996-1032496 11060-M5C8KKCA1/916 20589-10948-04197 24140-M5/8/HSHTPC/BO1 | BOSSARD ANIXTER FASTENAL COMPANY TR FORMAC DIV OF TR FASTENINGS | STM
2929 | 6 | 52 |  | CTAComponent | 2000-M12-03 | 1 | Release | Each | 12.0 | Flat Washer, ISO7089, M12, Steel 200HV, Zinc Plated, RoHS Fastener | 11060-M12NWSFSTZ6/125ATP 20589-10948-03460 | ANIXTER FASTENAL COMPANY | STM
2930 | 6 | 51 |  | CTAComponent | 2000-M10-03 | 2 | Release | Each | 1.0 | Flat Washer, ISO7089, M10, Steel 200HV, Zinc Plated, RoHS Fastener | 20589-10948-03459 11060-M10NWSFSTZ6/125ATP 10487-2000-M10-03 | FASTENAL COMPANY ANIXTER OHTA | STM
2931 | 6 | 56 |  | CTAComponent | 2000-M8-03 | 2 | Release | Each | 12.0 | Flat Washer, ISO7089, M8, Steel 200HV, Zinc Plated, RoHS Fastener | 11060-M8NWSFSTZ6/125ATP 20589-10948-03458 25114-2000-M8-03 | ANIXTER FASTENAL COMPANY TR FORMAC SHANGHAI PTE LTD | STM
2932 | 6 | 54 |  | CTAComponent | 2000-M5-03 | 5 | Release | Each | 4.0 | Flat Washer, ISO7089, M5, Steel 200HV, Zinc Plated, RoHS Fastener | A0996-BN343-M5 CR3 11060-M5NWSFSTZ6/125ATP 20589-10948-03456 24140-M5/-/PWSTWA/TC1/DIN125 10487-7130111-5 | BOSSARD ANIXTER FASTENAL COMPANY TR FORMAC DIV OF TR FASTENINGS OHTA | STM
2933 | 6 | 55 |  | CTAComponent | 2000-M6-03 | 3 | Release | Each | 1.0 | Flat Washer, ISO7089, M6, Steel 200HV, Zinc Plated, RoHS Fastener | 20589-10948-03457 10487-2000-M6-03 11060-M6NWSFSTZ6/125ATP 24140-M6/-/PWSTWA/TC1/DIN125 | FASTENAL COMPANY OHTA ANIXTER TR FORMAC DIV OF TR FASTENINGS | STM
2934 | 6 | 53 |  | CTAComponent | 2000-M14-03 | 1 | Release | Each | 2.0 | Flat Washer, ISO7089, M14, Steel 200HV, Zinc Plated, RoHS Fastener | 11060-M14NWSFSTZ6/125ATH 20589-10948-04410 | ANIXTER FASTENAL COMPANY | STM
2935 | 6 | 57 |  | CTAComponent | 2203-M10-07 | 2 | Release | Each | 1.0 | Curved Lock Washer, DIN 128A, M10, Spring Steel, Zinc Plated, RoHS Fastener | 20589-10948-04154 11060-M10NLOCSTZ6/128A | FASTENAL COMPANY ANIXTER | STM
2936 | 6 | 60 |  | CTAComponent | 2106-M5-14 | 1 | Release | Each | 4.0 | Spring Lock Washer with Flat Ends JIS B1251, M5, Spring Stainless Steel, Rohs Fastener | 24140-2106-M5-14 | TR FORMAC DIV OF TR FASTENINGS | STM
2937 | 6 | 59 |  | CTAComponent | 2203-M14-07 | 2 | Release | Each | 2.0 | Curved Lock Washer, DIN 128A, M14, Spring Steel, Zinc Plated, RoHS Fastener | 20589-10948-04414 11060-M14NLOCSTZ6/128A | FASTENAL COMPANY ANIXTER | STM
2938 | 6 | 61 |  | CTAComponent | 2203-M6-07 | 5 | Release | Each | 5.0 | Curved Lock Washer, DIN 128A, M6, Spring Steel, Zinc Plated, RoHS Fastener | 11060-M6NLOCSTZ6/128A A0996-BN 770 M6 CR6+FREE 24140-M6/-/SSSTWA/TC1D/DIN128A 20589-10948-04152 | ANIXTER BOSSARD TR FORMAC DIV OF TR FASTENINGS FASTENAL COMPANY | STM
2939 | 6 | 58 |  | CTAComponent | 2203-M12-07 | 3 | Release | Each | 12.0 | Curved Lock Washer, DIN 128A, M12, Spring Steel, Zinc Plated, RoHS Fastener | 20589-10948-04155 11060-M12NLOCSTMZT/128A | FASTENAL COMPANY ANIXTER | STM
2940 | 6 | 63 |  | CTAComponent | 3000-M12C-04 | 3 | Release | Each | 2.0 | Hexagon Nut, ISO4032, M12-1.75, Grade 8 Steel, Zinc Plated, RoHS Fastener | 20589-10948-03691 11060-M12CNFHC7Z6/4032 | FASTENAL COMPANY ANIXTER | STM
2941 | 6 | 62 |  | CTAComponent | 2203-M8-07 | 3 | Release | Each | 8.0 | Curved Lock Washer, DIN 128A, M8, Spring Steel, Zinc Plated, RoHS Fastener | 20589-10948-04153 11060-M8NLOCSTMZT/128A | FASTENAL COMPANY ANIXTER | STM
2942 | 6 | 67 |  | CTAComponent | 5440269 | 1 | Release | Each | 1.0 | Rubber Protector |  |  | HLE
2943 | 6 | 68 |  | CTAComponent | 5440286 | 2 | Release | Each | 2.0 | terminal board |  |  | CCX
2944 | 6 | 65 |  | CTAComponent | 4001-M5L020-30 | 2 | Release | Each | 8.0 | Spring Pin, ISO 8752, 5mm Diameter X 20mm Long, Stainless Steel, RoHS Fastener | 11060-M5R20PRPSJ/1481 A0996-BN 337 M5 x 20mm CR6 + Free 20589-O131809 | ANIXTER BOSSARD FASTENAL COMPANY | STM
2945 | 6 | 64 |  | CTAComponent | 3000-M8C-04 | 1 | Release | Each | 6.0 | Hexagon Nut, ISO4032, M8-1.25, Grade 8 Steel, Zinc Plated, RoHS Fastener | 20589-10948-03689 11060-M8CNFHSTZ6/934 | FASTENAL COMPANY ANIXTER | STM
2946 | 6 | 66 |  | CTAComponent | 5492776 | 2 | Release | Each | 4.0 | wedge anchor |  |  | CCX
2947 | 6 | 70 |  | CTAComponent | 5445416-3 | 1 | Release | Each | 1.0 | AVID PRODUCTS STEEL P-CLAMP or R-clamp DIA7.9, WIDE9.7,19243 SCP-5-323-203 |  |  | HLE
2948 | 6 | 69 |  | CTAComponent | 5445416-2 | 1 | Release | Each | 1.0 | AVID PRODUCTS STEEL P-CLAMP or R-clamp DIA6.4, WIDE9.7, 19243-SCP-4-323-203 |  |  | HLE
2949 | 6 | 75 |  | CTAComponent | 5457946 | 1 | Release | Each | 16.0 | RICHCO FTH-7A1-RT FLAT TIE HOLDER 25.4x25.4x7.1mm, ACCOMODATES 5x2mm |  |  | HLE
2950 | 6 | 73 |  | CTAComponent | 5456441 | 1 | Release | Each | 2.0 | KANG YANG nylon Cable Clamp P-Clamp CC-1S width9.2mm, bolt hole5.4mm, Dia3.2mm |  |  | HLE
2951 | 6 | 74 |  | CTAComponent | 5456441-1 | 1 | Release | Each | 6.0 | KANG YANG nylon Cable Clamp P-Clamp CC-3 width9.3mm,bolt hole5mm,Dia6.2mm |  |  | HLE
2952 | 6 | 72 |  | CTAComponent | 5451206 | 2 | Release | Each | 1.0 | 750W Motor |  |  | HLE
2953 | 6 | 71 |  | CTAComponent | 5445973 | 1 | Release | Each | 2.0 | MITSUBOSHI M-31 |  |  | HLE
2954 | 6 | 81 |  | CTAComponent | 1000-M8C030-07 | 2 | Release | Each | 8.0 | Hexagon Socket Head Cap Screw, M8-1.25, X30mm Long, Grade12.9 Steel, Black Oxide, RoHS Fastener | A0996-1008013 20589-39589 11060-M8C30KCSC4/912 | BOSSARD FASTENAL COMPANY ANIXTER | STM
2955 | 6 | 78 |  | CTAComponent | 5492775 | 1 | Release | Each | 2.0 | baffle pipe |  |  | CCX
2956 | 6 | 79 |  | CTAComponent | 5492779 | 1 | Release | Each | 2.0 | press sheet |  |  | CCX
2957 | 6 | 76 |  | CTAComponent | 5455376 | 1 | Release | Each | 1.0 | Circlip for shaft-GB894.1-86 25 Series Fastener Drawing RoHS Compliant |  |  | CCX
2958 | 6 | 82 |  | CTAComponent | 2001-M6-03 | 2 | Release | Each | 4.0 | Large Flat Washer, ISO7093, M6, Steel 200HV, Zinc Plated, RoHS Fastener | 11060-M6NWFESTZ6/9021TH 20589-10948-03486 24140-M6/-/PWSTWA/TC1/ISO7093 | ANIXTER FASTENAL COMPANY TR FORMAC DIV OF TR FASTENINGS | STM
2959 | 6 | 77 |  | CTAComponent | C2106-M8-80 | 1 | Release | Each | 12.0 | GB_T 93，M8，Spring Steel，Black Oxide finish，RoHS Fastener | 25114-M8/-/SRSTWA/BO/GB93 | TR FORMAC SHANGHAI PTE LTD | HLE
2960 | 6 | 80 |  | CTAComponent | 5492781 | 1 | Release | Each | 1.0 | washer sheet |  |  | CCX
2961 | 5 | 23 |  | CTAComponent | 1000-M8C016-04 | 3 | Release | Each | 4.0 | Hexagon Socket Head Cap Screw, M8-1.25, X16mm Long, Grade 8.8 Steel, Zinc Plated, RoHS Fastener | 11060-M8C16KCSC9Z6/912 20589-10948-04703 24140-M8/16/SOHTCS/TC1D/DIN912 10487-1000-M8C016-04 | ANIXTER FASTENAL COMPANY TR FORMAC DIV OF TR FASTENINGS OHTA | STM
2962 | 5 | 14 |  | CTAComponent | 5449644 | 3 | Release | Each | 1.0 | Foot_down Cover |  |  | CCX
2963 | 5 | 15 |  | CTAComponent | 5446769 | 1 | Release | Each | 1.0 | Chain Cover |  |  | HLE
2964 | 5 | 17 |  | CTAAssembly | 5452890 | 4 | Release | Each | 1.0 | Table top assembly |  |  | CCX
2965 | 6 | 4 |  | CTAAssembly | 5447602 | 2 | Release | Each | 1.0 | Front AL profile assembly |  |  | CCX
2966 | 7 | 1 |  | CTAComponent | 5442990 | 1 | Release | Each | 1.0 | Front protect plate fixing plate |  |  | CCX
2967 | 7 | 4 |  | CTAComponent | 1010-M4C010-14 | 2 | Release | Each | 10.0 | Phillips Flat Head Screw, ISO 7046, M4-0.7, X10mm Long, Grade 4.8 Steel, Zinc Plated, RoHS Fastener | 20589-10948-03508 11060-M4C10MXFSTZ6/965A 24140-M4/10/KPSTMC/TC1/DIN965 | FASTENAL COMPANY ANIXTER TR FORMAC DIV OF TR FASTENINGS | STM
2968 | 7 | 3 |  | CTAComponent | 5452276 | 1 | Release | Each | 1.0 | Front AL profile |  |  | CCX
2969 | 7 | 2 |  | CTAComponent | 5441358 | 1 | Release | Each | 1.0 | Front polythene protecting plate |  |  | CCX
2970 | 6 | 6 |  | CTAAssembly | 5449395 | 1 | Release | Each | 1.0 | Table top driving rack assembly |  |  | CCX
2971 | 7 | 2 |  | CTAComponent | 5436899 | 1 | Release | Each | 1.0 | Table top driving rack |  |  | CCX
2972 | 7 | 3 |  | CTAComponent | 1000-M4C010-04 | 5 | Release | Each | 2.0 | Hexagon Socket Head Cap Screw, ISO 4762, M4-0.7, X10mm Long, Grade 8.8 Steel, Zinc Plated, RoHS Fastener | 11060-M4C10KCSC9Z6/912 10487-1000-M4C010-04 20589-10948-03231 24140-M4/10/SOHTCS/TC1D/DIN912 A0996-BN 4 M4 X 10mm CR6+FREE | ANIXTER OHTA FASTENAL COMPANY TR FORMAC DIV OF TR FASTENINGS BOSSARD | STM
2973 | 7 | 1 |  | CTAComponent | 5446209 | 1 | Release | Each | 1.0 | Table top driving rack fix plate |  |  | CCX
2974 | 6 | 7 |  | CTAComponent | 5438955 | 1 | Release | Each | 1.0 | Travel switch plate |  |  | CCX
2975 | 6 | 3 |  | CTAAssembly | 5453709 | 2 | Release | Each | 1.0 | Rear AL profile assembly |  |  | CCX
2976 | 7 | 1 |  | CTAComponent | 5438182 | 1 | Release | Each | 1.0 | Rear AL profile |  |  | CCX
2977 | 7 | 4 |  | CTAComponent | 5461779 | 1 | Release | Each | 1.0 | Rear protect plate fixing plate |  |  | CCX
2978 | 7 | 6 |  | CTAComponent | 1010-M4C012-14 | 2 | Release | Each | 9.0 | Phillips Flat Head Screw, ISO 7046, M4-0.7, X12mm Long, Grade 4.8 Steel, Zinc Plated, RoHS Fastener | 11060-M4C12MXFSTZ6/965A 20589-10948-03509 24140-M4/12/KPSTMC/TC1/DIN965 | ANIXTER FASTENAL COMPANY TR FORMAC DIV OF TR FASTENINGS | STM
2979 | 7 | 5 |  | CTAComponent | 1010-M4C008-14 | 1 | Release | Each | 7.0 | Phillips Flat Head Screw, ISO 7046, M4-0.7, X8mm Long, Grade 4.8 Steel, Zinc Plated, RoHS Fastener | 20589-10948-03507 11060-M4C8MXFSTZ6/965A | FASTENAL COMPANY ANIXTER | STM
2980 | 7 | 3 |  | CTAComponent | 5439747 | 1 | Release | Each | 1.0 | Rear polythene protecting plate |  |  | CCX
2981 | 7 | 2 |  | CTAAssembly | 5497426 | 1 | Release | Each | 1.0 | Protect plate support bracket |  |  | CCX
2982 | 8 | 2 |  | CTAComponent | 5450653 | 1 | Release | Each | 1.0 | Protect plate thicken plate |  |  | CCX
2983 | 8 | 1 |  | CTAComponent | 5497427 | 1 | Release | Each | 1.0 | Protect plate |  |  | CCX
2984 | 6 | 1 |  | CTAAssembly | 5453708 | 1 | Release | Each | 1.0 | Tabletop main frame assembly |  |  | CCX
2985 | 7 | 2 |  | CTAAssembly | 5461778 | 1 | Release | Each | 1.0 | Right support beam assembly |  |  | CCX
2986 | 8 | 2 |  | CTAComponent | 5441359 | 1 | Release | Each | 1.0 | Right beam extend plate |  |  | CCX
2987 | 8 | 3 |  | CTAAssembly | 5450654 | 1 | Release | Each | 1.0 | Driving rack fix bracket |  |  | CCX
2988 | 9 | 2 |  | CTAComponent | 5497436 | 1 | Release | Each | 1.0 | Right side plate |  |  | CCX
2989 | 9 | 3 |  | CTAComponent | 5497437 | 1 | Release | Each | 1.0 | Left side plate |  |  | CCX
2990 | 9 | 1 |  | CTAComponent | 5497435 | 1 | Release | Each | 1.0 | U shape plate |  |  | CCX
2991 | 8 | 1 |  | CTAComponent | 5461780 | 1 | Release | Each | 1.0 | Right support beam main frame |  |  | CCX
2992 | 8 | 5 |  | CTAComponent | 5451435 | 1 | Release | Each | 1.0 | Right beam rail support plate |  |  | CCX
2993 | 8 | 6 |  | CTAComponent | 5461027 | 1 | Release | Each | 2.0 | M5x16L machine pressure riveting screw |  |  | CCX
2994 | 8 | 4 |  | CTAComponent | 5439748 | 1 | Release | Each | 1.0 | Right beam top plate |  |  | CCX
2995 | 7 | 3 |  | CTAAssembly | 5445408 | 1 | Release | Each | 1.0 | Left support beam assembly |  |  | CCX
2996 | 8 | 2 |  | CTAComponent | 5442182 | 1 | Release | Each | 1.0 | Left beam front cover plate |  |  | CCX
2997 | 8 | 4 |  | CTAComponent | 5440511 | 1 | Release | Each | 1.0 | Left beam rear cover plate |  |  | CCX
2998 | 8 | 3 |  | CTAComponent | 5453105 | 1 | Release | Each | 1.0 | Left beam right cover |  |  | CCX
2999 | 8 | 1 |  | CTAComponent | 5446210 | 1 | Release | Each | 1.0 | Left beam main frame |  |  | CCX
3000 | 7 | 1 |  | CTAComponent | 5439746 | 1 | Release | Each | 2.0 | Front support beam |  |  | CCX
3001 | 7 | 5 |  | CTAComponent | 5449396 | 1 | Release | Each | 1.0 | Left beam support plate |  |  | CCX
3002 | 7 | 6 |  | CTAComponent | 5444567 | 1 | Release | Each | 1.0 | Left beam rail |  |  | CCX
3003 | 7 | 4 |  | CTAComponent | 5457975 | 1 | Release | Each | 2.0 | Carbon fiber board support plate |  |  | CCX
3004 | 7 | 7 |  | CTAComponent | 1000-M5C016-04 | 5 | Release | Each | 6.0 | Hexagon Socket Head Cap Screw, M5-0.8, X16mm Long, Grade 8.8 Steel, Zinc Plated, RoHS Fastener | 11060-M5C16KCSC9Z6/912 24140-M5/16/SOHTCS/TC1D/DIN912 10487-1000-M5C016-04 20589-ZS2540016ZP0000 A0996-BN 4 M5 x 16mm CR6+FREE | ANIXTER TR FORMAC DIV OF TR FASTENINGS OHTA FASTENAL COMPANY BOSSARD | STM
3005 | 7 | 8 |  | CTAComponent | 2106-M5-14 | 1 | Release | Each | 6.0 | Spring Lock Washer with Flat Ends JIS B1251, M5, Spring Stainless Steel, Rohs Fastener | 24140-2106-M5-14 | TR FORMAC DIV OF TR FASTENINGS | STM
3006 | 6 | 8 |  | CTAComponent | 5491722 | 1 | Release | Each | 1.0 | linear guide right protect plate |  |  | CCX
3007 | 6 | 2 |  | CTAComponent | 5460826 | 1 | Release | Each | 1.0 | Carbon fiber board |  |  | CCX
3008 | 6 | 12 |  | CTAComponent | 1000-M5C016-04 | 5 | Release | Each | 4.0 | Hexagon Socket Head Cap Screw, M5-0.8, X16mm Long, Grade 8.8 Steel, Zinc Plated, RoHS Fastener | 11060-M5C16KCSC9Z6/912 24140-M5/16/SOHTCS/TC1D/DIN912 10487-1000-M5C016-04 20589-ZS2540016ZP0000 A0996-BN 4 M5 x 16mm CR6+FREE | ANIXTER TR FORMAC DIV OF TR FASTENINGS OHTA FASTENAL COMPANY BOSSARD | STM
3009 | 6 | 13 |  | CTAComponent | 2000-M5-02 | 3 | Release | Each | 6.0 | Flat Washer, ISO7089, M5, Steel 140HV, Zinc Plated, RoHS Fastener | 11060-M5NWSFSTZ6/125A A0996-BN715 M5 CR6 Free 24140-M5/-/PWSTWA/TC1 20589-10948-03440 | ANIXTER BOSSARD TR FORMAC DIV OF TR FASTENINGS FASTENAL COMPANY | STM
3010 | 6 | 16 |  | CTAComponent | 1010-M4C012-14 | 2 | Release | Each | 15.0 | Phillips Flat Head Screw, ISO 7046, M4-0.7, X12mm Long, Grade 4.8 Steel, Zinc Plated, RoHS Fastener | 11060-M4C12MXFSTZ6/965A 20589-10948-03509 24140-M4/12/KPSTMC/TC1/DIN965 | ANIXTER FASTENAL COMPANY TR FORMAC DIV OF TR FASTENINGS | STM
3011 | 6 | 17 |  | CTAComponent | 1010-M4C008-14 | 1 | Release | Each | 6.0 | Phillips Flat Head Screw, ISO 7046, M4-0.7, X8mm Long, Grade 4.8 Steel, Zinc Plated, RoHS Fastener | 20589-10948-03507 11060-M4C8MXFSTZ6/965A | FASTENAL COMPANY ANIXTER | STM
3012 | 6 | 9 |  | CTAComponent | 1000-M8C025-04 | 3 | Release | Each | 8.0 | Hexagon Socket Head Cap Screw, M8-1.25, X25mm Long, Grade 8.8 Steel, Zinc Plated, RoHS Fastener | 11060-M8C25KCSC9Z6/912 20589-ZS2580025ZP0000 24140-M8/25/SOHTCS/TC1D/DIN912 10487-1000-M8C025-04 | ANIXTER FASTENAL COMPANY TR FORMAC DIV OF TR FASTENINGS OHTA | STM
3013 | 6 | 15 |  | CTAComponent | 3000-M5C-04 | 4 | Release | Each | 2.0 | Hexagon Nut, ISO4032, M5-0.8, Grade 8 Steel, Zinc Plated, RoHS Fastener | 20589-10948-03687 A0996-BN117 M5 CR6+FREE 24140-M5/-/HFH8-/TC1D/DIN934 11060-M5CNFHSTZ6/934 | FASTENAL COMPANY BOSSARD TR FORMAC DIV OF TR FASTENINGS ANIXTER | STM
3014 | 6 | 19 |  | CTAComponent | 5491724 | 1 | Release | Each | 1.0 | linear guide left protect plate |  |  | CCX
3015 | 6 | 14 |  | CTAComponent | 2106-M5-05 | 1 | Release | Each | 6.0 | SPRING LOCK WASHER WITH FLAT ENDS, JIS B 1251, M5 STEEL, ZINC PLATED RoHS FASTENER | A0996-BN 760 M5 CR6+FREE 24432-10948-06353 24140-M5/SPSTWA/TC1D/JIS B1251 | BOSSARD FASTENAL TR FORMAC DIV OF TR FASTENINGS | STM
3016 | 6 | 10 |  | CTAComponent | 2000-M8-02 | 2 | Release | Each | 8.0 | Flat Washer, ISO7089, M8, Steel 140HV, Zinc Plated, RoHS Fastener | 20589-10948-03442 11060-M8NWSFSTZ6/125A A0996-BN715 M8 CR6 Free 24140-M8/-/PWSTWA/TC1 | FASTENAL COMPANY ANIXTER BOSSARD TR FORMAC DIV OF TR FASTENINGS | STM
3017 | 6 | 11 |  | CTAComponent | C2106-M8-80 | 1 | Release | Each | 8.0 | GB_T 93，M8，Spring Steel，Black Oxide finish，RoHS Fastener | 25114-M8/-/SRSTWA/BO/GB93 | TR FORMAC SHANGHAI PTE LTD | HLE
3018 | 6 | 18 |  | CTAComponent | 5492900 | 1 | Release | Each | 24.0 | M4-12L_GB822 |  |  | CCX
3019 | 5 | 18 |  | CTAAssembly | 5457759 | 6 | Release | Each | 1.0 | Tube column assembly |  |  | CCX
3020 | 6 | 1 |  | CTAAssembly | 5460017 | 1 | Release | Each | 1.0 | Column ASM |  |  | CCX
3021 | 7 | 2 |  | CTAComponent | 5440476 | 1 | Release | Each | 1.0 | Rack |  |  | CCX
3022 | 7 | 3 |  | CTAComponent | 5458681 | 1 | Release | Each | 4.0 | Nut column A |  |  | CCX
3023 | 7 | 1 |  | CTAAssembly | 5450622 | 1 | Release | Each | 1.0 | Column |  |  | CCX
3024 | 8 | 2 |  | CTAComponent | 5458680 | 1 | Release | Each | 1.0 | Back plate |  |  | CCX
3025 | 8 | 4 |  | CTAComponent | 5442944 | 1 | Release | Each | 1.0 | Reinforce plate A |  |  | CCX
3026 | 8 | 3 |  | CTAComponent | 5462454 | 1 | Release | Each | 1.0 | Baseplate |  |  | CCX
3027 | 8 | 1 |  | CTAComponent | 5460984 | 1 | Release | Each | 1.0 | U plate |  |  | CCX
3028 | 8 | 10 |  | CTAComponent | 5461743 | 1 | Release | Each | 2.0 | Steel rod |  |  | CCX
3029 | 8 | 9 |  | CTAComponent | 5453068 | 1 | Release | Each | 1.0 | Plate |  |  | CCX
3030 | 8 | 6 |  | CTAComponent | 5443728 | 1 | Release | Each | 1.0 | Reinforce plate C |  |  | CCX
3031 | 8 | 8 |  | CTAComponent | 5449358 | 1 | Release | Each | 1.0 | Reinforce plate E |  |  | CCX
3032 | 8 | 7 |  | CTAComponent | 5457928 | 1 | Release | Each | 1.0 | Reinforce plate D |  |  | CCX
3033 | 8 | 5 |  | CTAComponent | 5440475 | 1 | Release | Each | 1.0 | Reinforce plate B |  |  | CCX
3034 | 8 | 12 |  | CTAComponent | 5494238 | 1 | Release | Each | 2.0 | Limited block |  |  | CCX
3035 | 8 | 13 |  | CTAComponent | 1000-M4C008-04 | 6 | Release | Each | 2.0 | Hexagon Socket Head Cap Screw, ISO 4762, M4-0.7, X8mm Long, Grade 8.8 Steel, Zinc Plated, RoHS Fastener | 20589-10948-03230 11060-M4C8KCSC9Z6/912 10487-1000-M4C008-04 A0996-BN 4 M4 X 8mm CR6+FRE 24140-M4/8/SOHTCS/TC1D/ISO4762 | FASTENAL COMPANY ANIXTER OHTA BOSSARD TR FORMAC DIV OF TR FASTENINGS | STM
3036 | 8 | 11 |  | CTAComponent | 5494237 | 1 | Release | Each | 8.0 | Reinforce column |  |  | CCX
3037 | 7 | 6 |  | CTAComponent | 1000-M5C016-04 | 5 | Release | Each | 30.0 | Hexagon Socket Head Cap Screw, M5-0.8, X16mm Long, Grade 8.8 Steel, Zinc Plated, RoHS Fastener | 11060-M5C16KCSC9Z6/912 24140-M5/16/SOHTCS/TC1D/DIN912 10487-1000-M5C016-04 20589-ZS2540016ZP0000 A0996-BN 4 M5 x 16mm CR6+FREE | ANIXTER TR FORMAC DIV OF TR FASTENINGS OHTA FASTENAL COMPANY BOSSARD | STM
3038 | 7 | 5 |  | CTAComponent | 5454546 | 1 | Release | Each | 2.0 | Linear Guides |  |  | CCX
3039 | 7 | 9 |  | CTAComponent | 2106-M5-14 | 1 | Release | Each | 34.0 | Spring Lock Washer with Flat Ends JIS B1251, M5, Spring Stainless Steel, Rohs Fastener | 24140-2106-M5-14 | TR FORMAC DIV OF TR FASTENINGS | STM
3040 | 7 | 10 |  | CTAComponent | C2106-M6-02 | 3 | Release | Each | 6.0 | Spring Lock Washer, M6, Zinc plated, Rohs Fastener | 24140-C2106-M6-02 | TR FORMAC DIV OF TR FASTENINGS | HLE
3041 | 7 | 8 |  | CTAComponent | 2000-M5-03 | 5 | Release | Each | 4.0 | Flat Washer, ISO7089, M5, Steel 200HV, Zinc Plated, RoHS Fastener | A0996-BN343-M5 CR3 11060-M5NWSFSTZ6/125ATP 20589-10948-03456 24140-M5/-/PWSTWA/TC1/DIN125 10487-7130111-5 | BOSSARD ANIXTER FASTENAL COMPANY TR FORMAC DIV OF TR FASTENINGS OHTA | STM
3042 | 7 | 7 |  | CTAComponent | 1000-M6C016-04 | 4 | Release | Each | 6.0 | Hexagon Socket Head Cap Screw, M6-1, X16mm Long, Grade 8.8 Steel, Zinc Plated, RoHS Fastener | 20589-10948-03239 10487-1000-M6C016-04 24140-M6/16/SOHTCS/TC1D/DIN912 11060-M6C16KCSC9Z6/912 A0996-BN 4 M6 x 16mm CR6+FREE | FASTENAL COMPANY OHTA TR FORMAC DIV OF TR FASTENINGS ANIXTER BOSSARD | STM
3043 | 7 | 11 |  | CTAComponent | 3000-M5C-04 | 4 | Release | Each | 4.0 | Hexagon Nut, ISO4032, M5-0.8, Grade 8 Steel, Zinc Plated, RoHS Fastener | 20589-10948-03687 A0996-BN117 M5 CR6+FREE 24140-M5/-/HFH8-/TC1D/DIN934 11060-M5CNFHSTZ6/934 | FASTENAL COMPANY BOSSARD TR FORMAC DIV OF TR FASTENINGS ANIXTER | STM
3044 | 7 | 4 |  | CTAComponent | 5181222 | 2 | Release | Each | 2.0 | Close cover |  |  | HLE
3045 | 6 | 4 |  | CTAAssembly | 5452892 | 1 | Release | Each | 1.0 | Column movement motor ASM |  |  | CCX
3046 | 7 | 2 |  | CTAComponent | 5445994 | 1 | Release | Each | 1.0 | Motor mounting plate |  |  | CCX
3047 | 7 | 1 |  | CTAComponent | 5437963 | 1 | Release | Each | 1.0 | Drive gear |  |  | CCX
3048 | 7 | 5 |  | CTAComponent | 5436857 | 1 | Release | Each | 1.0 | Potentiometer gear B |  |  | CCX
3049 | 7 | 4 |  | CTAComponent | 5461746 | 1 | Release | Each | 1.0 | Potentiometer gear A |  |  | CCX
3050 | 7 | 3 |  | CTAComponent | 5441131 | 1 | Release | Each | 1.0 | Potentiometer mounting plate |  |  | CCX
3051 | 7 | 8 |  | CTAComponent | 1000-M4C008-04 | 6 | Release | Each | 6.0 | Hexagon Socket Head Cap Screw, ISO 4762, M4-0.7, X8mm Long, Grade 8.8 Steel, Zinc Plated, RoHS Fastener | 20589-10948-03230 11060-M4C8KCSC9Z6/912 10487-1000-M4C008-04 A0996-BN 4 M4 X 8mm CR6+FRE 24140-M4/8/SOHTCS/TC1D/ISO4762 | FASTENAL COMPANY ANIXTER OHTA BOSSARD TR FORMAC DIV OF TR FASTENINGS | STM
3052 | 7 | 7 |  | CTAComponent | 5457710 | 1 | Release | Each | 1.0 | Table column SID potentiometer and cable |  |  | HLE
3053 | 7 | 6 |  | CTAComponent | 5446779 | 1 | Release | Each | 1.0 | Column movement motor and gear box assembly |  |  | HLE
3054 | 7 | 11 |  | CTAComponent | 2000-M6-03 | 3 | Release | Each | 8.0 | Flat Washer, ISO7089, M6, Steel 200HV, Zinc Plated, RoHS Fastener | 20589-10948-03457 10487-2000-M6-03 11060-M6NWSFSTZ6/125ATP 24140-M6/-/PWSTWA/TC1/DIN125 | FASTENAL COMPANY OHTA ANIXTER TR FORMAC DIV OF TR FASTENINGS | STM
3055 | 7 | 10 |  | CTAComponent | 1003-M6C016-22 | 2 | Release | Each | 4.0 | Hexagon Socket Button Head Screw, M6-1, X16mm Long, Grade10.9 Steel, Black Oxide, RoHS Fastener | 11060-M6C16KBCC2/7380 A0996-1020749 20589-10948-03335 | ANIXTER BOSSARD FASTENAL COMPANY | STM
3056 | 7 | 9 |  | CTAComponent | 1000-M6C016-04 | 4 | Release | Each | 4.0 | Hexagon Socket Head Cap Screw, M6-1, X16mm Long, Grade 8.8 Steel, Zinc Plated, RoHS Fastener | 20589-10948-03239 10487-1000-M6C016-04 24140-M6/16/SOHTCS/TC1D/DIN912 11060-M6C16KCSC9Z6/912 A0996-BN 4 M6 x 16mm CR6+FREE | FASTENAL COMPANY OHTA TR FORMAC DIV OF TR FASTENINGS ANIXTER BOSSARD | STM
3057 | 7 | 12 |  | CTAComponent | C2106-M6-02 | 3 | Release | Each | 8.0 | Spring Lock Washer, M6, Zinc plated, Rohs Fastener | 24140-C2106-M6-02 | TR FORMAC DIV OF TR FASTENINGS | HLE
3058 | 6 | 6 |  | CTAAssembly | 5456207 | 1 | Release | Each | 1.0 | Motor driver ASM |  |  | CCX
3059 | 7 | 3 |  | CTAComponent | 1000-M3C006-04 | 5 | Release | Each | 4.0 | Hexagon Socket Head Cap Screw, ISO 4762, M3-0.5, X6mm Long, Grade 8.8 Steel, Zinc Plated, RoHS Fastener | 20589-10948-03224 10487-1000-M3C006-04 24140-M3/6/SOHTCS/TC1D/DIN912 11060-M3C6KCSC9Z6/912 A0996-BN 4 M3 X 6mm CR6+FREE | FASTENAL COMPANY OHTA TR FORMAC DIV OF TR FASTENINGS ANIXTER BOSSARD | STM
3060 | 7 | 1 |  | CTAComponent | 5457761 | 1 | Release | Each | 1.0 | Motor driver bracket |  |  | CCX
3061 | 7 | 5 |  | CTAComponent | 2106-M3-05 | 2 | Release | Each | 4.0 | Spring Lock Washer with Flat Ends JIS B1251, M3, Spring Steel, Zinc Plated, Rohs Fastener | 24140-MEP M3/SPSTWA/TC1D/JIS B1251 | TR FORMAC DIV OF TR FASTENINGS | STM
3062 | 7 | 4 |  | CTAComponent | 2000-M3-03 | 2 | Release | Each | 4.0 | WASHER PLAIN - LARGE 3.2 MM 7 MM , HV200, Steel, Zinc plate RoHS Washer | 10487-2000-M3-03 23983-6083737 24140-200-M3-03 | OHTA BOSSARD CHINA TR FORMAC DIV OF TR FASTENINGS | STM
3063 | 7 | 2 |  | ECCCollectorPart | 5476848 | 3 | Release | Each | 1.0 | PT800+ SID Motor Driver collector |  |  | HLE
3064 | 8 |  | f2 | CTAComponent | 5459814 | 3 | Release | Each | 1.0 | PS800R SID Motor Driver |  |  | CCX
3065 | 6 | 8 |  | CTAAssembly | 5449655 | 1 | Release | Each | 1.0 | Compressor driven wheel ASM |  |  | CCX
3066 | 7 | 1 |  | CTAComponent | 5453899 | 1 | Release | Each | 1.0 | Driven wheel mounting block |  |  | CCX
3067 | 7 | 3 |  | CTAComponent | 5449816 | 1 | Release | Each | 1.0 | Shaft sleeve A |  |  | CCX
3068 | 7 | 5 |  | CTAComponent | 5461748 | 1 | Release | Each | 1.0 | Driven wheel shaft |  |  | CCX
3069 | 7 | 4 |  | CTAComponent | 5447781 | 1 | Release | Each | 1.0 | Compressor driven wheel |  |  | CCX
3070 | 7 | 2 |  | CTAComponent | 5438918 | 1 | Release | Each | 1.0 | Driven wheel mounting base |  |  | CCX
3071 | 7 | 7 |  | CTAComponent | 5452244 | 1 | Release | Each | 2.0 | Bearing NSK 6900 |  |  | CCX
3072 | 7 | 8 |  | CTAComponent | 5494372 | 1 | Release | Each | 1.0 | Circlip for hole-GB893.1-86 22 Series Fastener Drawing RoHS Compliant |  |  | CCX
3073 | 7 | 9 |  | CTAComponent | C5001-M10-02 | 1 | Release | Each | 1.0 | GB_T 894.1，M10，Spring Steel，Black Oxide finish，RoHS Fastener | 25114-M10/-/-STSR/BO/GB894.1 | TR FORMAC SHANGHAI PTE LTD | HLE
3074 | 7 | 6 |  | CTAComponent | 5445365 | 1 | Release | Each | 1.0 | Shaft sleeve B |  |  | CCX
3075 | 7 | 13 |  | CTAComponent | C2106-M6-02 | 3 | Release | Each | 2.0 | Spring Lock Washer, M6, Zinc plated, Rohs Fastener | 24140-C2106-M6-02 | TR FORMAC DIV OF TR FASTENINGS | HLE
3076 | 7 | 12 |  | CTAComponent | 2000-M6-03 | 3 | Release | Each | 2.0 | Flat Washer, ISO7089, M6, Steel 200HV, Zinc Plated, RoHS Fastener | 20589-10948-03457 10487-2000-M6-03 11060-M6NWSFSTZ6/125ATP 24140-M6/-/PWSTWA/TC1/DIN125 | FASTENAL COMPANY OHTA ANIXTER TR FORMAC DIV OF TR FASTENINGS | STM
3077 | 7 | 11 |  | CTAComponent | 1000-M6C035-04 | 2 | Release | Each | 2.0 | Hexagon Socket Head Cap Screw, M6-1, X35mm Long, Grade 8.8 Steel, Zinc Plated, RoHS Fastener | 11060-M6C35KCSC9Z6/912 20589-ZS2550035ZP0000 10487-1000-M6C035-04 | ANIXTER FASTENAL COMPANY OHTA | STM
3078 | 7 | 10 |  | CTAComponent | 1000-M4C008-04 | 6 | Release | Each | 2.0 | Hexagon Socket Head Cap Screw, ISO 4762, M4-0.7, X8mm Long, Grade 8.8 Steel, Zinc Plated, RoHS Fastener | 20589-10948-03230 11060-M4C8KCSC9Z6/912 10487-1000-M4C008-04 A0996-BN 4 M4 X 8mm CR6+FRE 24140-M4/8/SOHTCS/TC1D/ISO4762 | FASTENAL COMPANY ANIXTER OHTA BOSSARD TR FORMAC DIV OF TR FASTENINGS | STM
3079 | 6 | 7 |  | CTAAssembly | 5457760 | 1 | Release | Each | 1.0 | Compressor ASM |  |  | CCX
3080 | 7 | 2 |  | CTAComponent | 5457164 | 1 | Release | Each | 2.0 | Mounting block |  |  | CCX
3081 | 7 | 4 |  | CTAAssembly | 5450625 | 2 | Release | Each | 1.0 | Guide shaft B ASM |  |  | CCX
3082 | 8 | 2 |  | CTAAssembly | 5436858 | 2 | Release | Each | 1.0 | Connecting shaft ASM |  |  | CCX
3083 | 9 | 2 |  | CTAComponent | 5459439 | 2 | Release | Each | 1.0 | Connecting shaft |  |  | CCX
3084 | 9 | 1 |  | CTAComponent | 5442945 | 1 | Release | Each | 1.0 | Linear bearing housing |  |  | CCX
3085 | 8 | 3 |  | CTAAssembly | 5449359 | 1 | Release | Each | 1.0 | Connecting shaft bracket ASM |  |  | CCX
3086 | 9 | 2 |  | CTAComponent | 5462455 | 1 | Release | Each | 1.0 | Connecting shaft bracket B |  |  | CCX
3087 | 9 | 1 |  | CTAComponent | 5441306 | 1 | Release | Each | 1.0 | Connecting shaft bracket A |  |  | CCX
3088 | 8 | 1 |  | CTAComponent | 5436065 | 1 | Release | Each | 1.0 | Guide shaft B |  |  | CCX
3089 | 8 | 7 |  | CTAComponent | 5458683 | 1 | Release | Each | 2.0 | BEARING LME16UU |  |  | CCX
3090 | 8 | 6 |  | CTAComponent | 5494294 | 1 | Release | Each | 2.0 | Circlip for hole-GB893.1-86 26 Series Fastener Drawing RoHS Compliant |  |  | CCX
3091 | 8 | 5 |  | CTAComponent | 5462456 | 2 | Release | Each | 1.0 | Decorative pipe |  |  | CCX
3092 | 8 | 8 |  | CTAComponent | 5497563 | 1 | Release | Each | 1.0 | Bearing TOK DR-40-H17 |  |  | CCX
3093 | 8 | 4 |  | CTAComponent | 5497564 | 1 | Release | Each | 1.0 | Shaft sleeve |  |  | CCX
3094 | 7 | 5 |  | CTAComponent | 5441305 | 1 | Release | Each | 1.0 | Balance block |  |  | CCX
3095 | 7 | 3 |  | CTAComponent | 5438144 | 1 | Release | Each | 2.0 | Guide shaft A |  |  | CCX
3096 | 7 | 1 |  | CTAComponent | 5437363 | 1 | Release | Each | 1.0 | Compressor baseplate |  |  | CCX
3097 | 7 | 10 |  | CTAComponent | 5461747 | 1 | Release | Each | 1.0 | Cup fixing screw |  |  | CCX
3098 | 7 | 9 |  | CTAComponent | 5438917 | 1 | Release | Each | 1.0 | Cup connecting part |  |  | CCX
3099 | 7 | 7 |  | CTAComponent | 5447780 | 1 | Release | Each | 1.0 | Balance block bracket |  |  | CCX
3100 | 7 | 8 |  | CTAComponent | 5454713 | 2 | Release | Each | 1.0 | Cup connecting pipe |  |  | CCX
3101 | 7 | 6 |  | CTAComponent | 5449815 | 1 | Release | Each | 4.0 | Balance block guide sleeve |  |  | CCX
3102 | 7 | 12 |  | CTAComponent | 5437364 | 1 | Release | Each | 1.0 | End plate |  |  | CCX
3103 | 7 | 11 |  | CTAAssembly | 5455577 | 1 | Release | Each | 1.0 | Guideway ASM |  |  | CCX
3104 | 8 | 1 |  | CTAComponent | 5436861 | 1 | Release | Each | 1.0 | Guideway |  |  | CCX
3105 | 8 | 4 |  | CTAComponent | 5444512 | 1 | Release | Each | 2.0 | Plate 3 |  |  | CCX
3106 | 8 | 3 |  | CTAComponent | 5446971 | 1 | Release | Each | 1.0 | Plate 2 |  |  | CCX
3107 | 8 | 2 |  | CTAComponent | 5453897 | 1 | Release | Each | 1.0 | Plate 1 |  |  | CCX
3108 | 7 | 16 |  | CTAComponent | 1000-M4C012-04 | 4 | Release | Each | 1.0 | Hexagon Socket Head Cap Screw, M4-0.7, X12mm Long, Grade 8.8 Steel, Zinc Plated, RoHS Fastener | 11060-M4C12KCSC9Z6/912 24140-M4/12/SOHTCS/TC1D/DIN912 20589-10948-03232 10487-1000-M4C012-04 A0996-BN 4 M4 X 12mm CR6+FREE | ANIXTER TR FORMAC DIV OF TR FASTENINGS FASTENAL COMPANY OHTA BOSSARD | STM
3109 | 7 | 17 |  | CTAComponent | 1000-M4C025-04 | 3 | Release | Each | 8.0 | Hexagon Socket Head Cap Screw, M4-0.7, X25mm Long, Grade 8.8 Steel, Zinc Plated, RoHS Fastener | 11060-M4C25KCSC9Z6/912 24140-M4/25/HHSTBL/TC1D 20589-10948-03235 10487-1000-M4C025-04 | ANIXTER TR FORMAC DIV OF TR FASTENINGS FASTENAL COMPANY OHTA | STM
3110 | 7 | 15 |  | CTAComponent | 5450657 | 1 | Release | Each | 4.0 | M4x10_GB973 |  |  | CCX
3111 | 7 | 14 |  | CTAComponent | 5476931 | 1 | Release | Each | 1.0 | Compressor cup |  |  | HLE
3112 | 7 | 13 |  | CTAComponent | 5494304 | 1 | Release | Each | 1.0 | Guide block |  |  | CCX
3113 | 7 | 20 |  | CTAComponent | 2000-M4-03 | 3 | Release | Each | 1.0 | FLAT WASHER - NORMAL SERIES, ISO 7089, M4 CLASS 200H STEEL, ZINC PLATED RoHS FASTENER | 24140-M4/-/PWSTWA/TC1/DIN125 10487-2000-M4-03 A0996-BN 343 M4 CR6+FREE 24432-11103691 11060-M4NWSFSTZ6/125ATP | TR FORMAC DIV OF TR FASTENINGS OHTA BOSSARD FASTENAL ANIXTER | STM
3114 | 7 | 21 |  | CTAComponent | C2106-M4-02 | 3 | Release | Each | 9.0 | Spring Lock Washer, M4, Zinc plated, Rohs Fastener | 24140-C2106-M4-02 | TR FORMAC DIV OF TR FASTENINGS | HLE
3115 | 7 | 19 |  | CTAComponent | 1010-M4C006-14 | 2 | Release | Each | 3.0 | Phillips Flat Head Screw, ISO 7046, M4-0.7, X6mm Long, Grade 4.8 Steel, Zinc Plated, RoHS Fastener | 11060-M4C6MXFSTZ6/965A A0996-BN 388 M4-0.7 x 6mm CR6+FREE 12217-25030-109 | ANIXTER BOSSARD MIDWEST PRODUCTS & ENGINEERING | STM
3116 | 7 | 18 |  | CTAComponent | 1010-M3C006-14 | 1 | Release | Each | 8.0 | Phillips Flat Head Screw, ISO 7046, M3-0.5, X6mm Long, Grade 4.8 Steel, Zinc Plated, RoHS Fastener | 20589-10948-03501 11060-M3C6MXFSTZ6/965A | FASTENAL COMPANY ANIXTER | STM
3117 | 7 | 22 |  | CTAComponent | 5494305 | 1 | Release | Each | 1.0 | Adjusting sleeve |  |  | CCX
3118 | 6 | 5 |  | CTAAssembly | 5452893 | 1 | Release | Each | 1.0 | Tube rotate switch ASM |  |  | CCX
3119 | 7 | 2 |  | CTAComponent | 5448409 | 2 | Release | Each | 1.0 | MICRO SWITCH |  |  | HLE
3120 | 7 | 4 |  | CTAComponent | 5459257 | 1 | Release | Each | 1.0 | thread hole plate |  |  | CCX
3121 | 7 | 3 |  | CTAComponent | C1213-M4C030-14 | 1 | Release | Each | 2.0 | GB_T 9074.8，M4x30mm，Grade 4.8 Steel，Zinc finish，RoHS Fastener | 25114-M4/30/PPSTPS/TC1/GB9074.8 | TR FORMAC SHANGHAI PTE LTD | HLE
3122 | 7 | 1 |  | CTAComponent | 5443553 | 1 | Release | Each | 1.0 | Tube rotate micro switch bracket |  |  | CCX
3123 | 7 | 6 |  | CTAComponent | 5447590 | 1 | Release | Each | 1.0 | through hole plate |  |  | CCX
3124 | 7 | 5 |  | CTAComponent | 5460819 | 1 | Release | Each | 1.0 | insulation piece |  |  | CCX
3125 | 6 | 3 |  | CTAAssembly | 5461566 | 1 | Release | Each | 1.0 | Column movement assembly |  |  | CCX
3126 | 7 | 2 |  | CTAComponent | 5459438 | 1 | Release | Each | 1.0 | Cover plate A |  |  | CCX
3127 | 7 | 3 |  | CTAComponent | 5447779 | 1 | Release | Each | 2.0 | SID limited block A |  |  | CCX
3128 | 7 | 1 |  | CTAAssembly | 5453896 | 1 | Release | Each | 1.0 | L column |  |  | CCX
3129 | 8 | 1 |  | CTAComponent | 5494269 | 2 | Release | Each | 1.0 | L column |  |  | CCX
3130 | 8 | 4 |  | CTAComponent | 5446169 | 1 | Release | Each | 2.0 | L column reinforce plate A |  |  | CCX
3131 | 8 | 3 |  | CTAComponent | 5436856 | 1 | Release | Each | 1.0 | Tube bracket mounting plate |  |  | CCX
3132 | 8 | 2 |  | CTAComponent | 5457931 | 1 | Release | Each | 1.0 | Slider mounting plate |  |  | CCX
3133 | 8 | 6 |  | CTAComponent | 5459436 | 1 | Release | Each | 1.0 | L column reinforce plate C |  |  | CCX
3134 | 8 | 7 |  | CTAComponent | 5446970 | 1 | Release | Each | 8.0 | Nut column B |  |  | CCX
3135 | 8 | 5 |  | CTAComponent | 5456389 | 1 | Release | Each | 4.0 | L column reinforce plate B |  |  | CCX
3136 | 7 | 5 |  | CTAComponent | 5494271 | 1 | Release | Each | 2.0 | Cable bracket |  |  | CCX
3137 | 7 | 6 |  | CTAComponent | 5451397 | 1 | Release | Each | 4.0 | Linear Guides Slider |  |  | CCX
3138 | 7 | 4 |  | CTAComponent | 5455576 | 1 | Release | Each | 1.0 | Cover plate B |  |  | CCX
3139 | 7 | 8 |  | CTAComponent | 1000-M5C012-04 | 5 | Release | Each | 6.0 | Hexagon Socket Head Cap Screw, M5-0.8, X12mm Long, Grade 8.8 Steel, Zinc Plated, RoHS Fastener | 11060-M5C12KCSC9Z6/912 10487-1000-M5C012-04 24140-M5/12/SOHTCS/TC1D/DIN912 20589-ZS2540012ZP0000 A0996-BN 3 M5x12mm CR6+FREE | ANIXTER OHTA TR FORMAC DIV OF TR FASTENINGS FASTENAL COMPANY BOSSARD | STM
3140 | 7 | 7 |  | CTAComponent | 1000-M4C008-04 | 6 | Release | Each | 4.0 | Hexagon Socket Head Cap Screw, ISO 4762, M4-0.7, X8mm Long, Grade 8.8 Steel, Zinc Plated, RoHS Fastener | 20589-10948-03230 11060-M4C8KCSC9Z6/912 10487-1000-M4C008-04 A0996-BN 4 M4 X 8mm CR6+FRE 24140-M4/8/SOHTCS/TC1D/ISO4762 | FASTENAL COMPANY ANIXTER OHTA BOSSARD TR FORMAC DIV OF TR FASTENINGS | STM
3141 | 7 | 11 |  | CTAComponent | 2000-M4-03 | 3 | Release | Each | 4.0 | FLAT WASHER - NORMAL SERIES, ISO 7089, M4 CLASS 200H STEEL, ZINC PLATED RoHS FASTENER | 24140-M4/-/PWSTWA/TC1/DIN125 10487-2000-M4-03 A0996-BN 343 M4 CR6+FREE 24432-11103691 11060-M4NWSFSTZ6/125ATP | TR FORMAC DIV OF TR FASTENINGS OHTA BOSSARD FASTENAL ANIXTER | STM
3142 | 7 | 10 |  | CTAComponent | 1010-M4C006-14 | 2 | Release | Each | 8.0 | Phillips Flat Head Screw, ISO 7046, M4-0.7, X6mm Long, Grade 4.8 Steel, Zinc Plated, RoHS Fastener | 11060-M4C6MXFSTZ6/965A A0996-BN 388 M4-0.7 x 6mm CR6+FREE 12217-25030-109 | ANIXTER BOSSARD MIDWEST PRODUCTS & ENGINEERING | STM
3143 | 7 | 9 |  | CTAComponent | 1000-M5C025-04 | 3 | Release | Each | 14.0 | Hexagon Socket Head Cap Screw, M5-0.8, X25mm Long, Grade 8.8 Steel, Zinc Plated, RoHS Fastener | 11060-M5C25KCSC9Z6/912 25114-1000-M5C025-04 20589-11103214 10487-1000-M5C025-04 | ANIXTER TR FORMAC SHANGHAI PTE LTD FASTENAL COMPANY OHTA | STM
3144 | 7 | 13 |  | CTAComponent | 2106-M5-14 | 1 | Release | Each | 20.0 | Spring Lock Washer with Flat Ends JIS B1251, M5, Spring Stainless Steel, Rohs Fastener | 24140-2106-M5-14 | TR FORMAC DIV OF TR FASTENINGS | STM
3145 | 7 | 14 |  | CTAComponent | C2106-M4-02 | 3 | Release | Each | 4.0 | Spring Lock Washer, M4, Zinc plated, Rohs Fastener | 24140-C2106-M4-02 | TR FORMAC DIV OF TR FASTENINGS | HLE
3146 | 7 | 12 |  | CTAComponent | 2000-M5-03 | 5 | Release | Each | 14.0 | Flat Washer, ISO7089, M5, Steel 200HV, Zinc Plated, RoHS Fastener | A0996-BN343-M5 CR3 11060-M5NWSFSTZ6/125ATP 20589-10948-03456 24140-M5/-/PWSTWA/TC1/DIN125 10487-7130111-5 | BOSSARD ANIXTER FASTENAL COMPANY TR FORMAC DIV OF TR FASTENINGS OHTA | STM
3147 | 6 | 2 |  | CTAAssembly | 5455398 | 1 | Release | Each | 2.0 | Column micro switch ASM |  |  | CCX
3148 | 7 | 1 |  | CTAComponent | 5461567 | 1 | Release | Each | 1.0 | SID micro switch bracket |  |  | CCX
3149 | 7 | 3 |  | CTAComponent | C1213-M4C030-14 | 1 | Release | Each | 2.0 | GB_T 9074.8，M4x30mm，Grade 4.8 Steel，Zinc finish，RoHS Fastener | 25114-M4/30/PPSTPS/TC1/GB9074.8 | TR FORMAC SHANGHAI PTE LTD | HLE
3150 | 7 | 5 |  | CTAComponent | 5460819 | 1 | Release | Each | 1.0 | insulation piece |  |  | CCX
3151 | 7 | 4 |  | CTAComponent | 5459257 | 1 | Release | Each | 1.0 | thread hole plate |  |  | CCX
3152 | 7 | 2 |  | CTAComponent | 5448409 | 2 | Release | Each | 1.0 | MICRO SWITCH |  |  | HLE
3153 | 7 | 6 |  | CTAComponent | 5447590 | 1 | Release | Each | 1.0 | through hole plate |  |  | CCX
3154 | 6 | 12 |  | CTAAssembly | 5449656 | 1 | Release | Each | 1.0 | Cup holder assembly |  |  | CCX
3155 | 7 | 2 |  | CTAComponent | 5448605 | 1 | Release | Each | 1.0 | Rotating shaft |  |  | CCX
3156 | 7 | 4 |  | CTAComponent | 5458684 | 1 | Release | Each | 1.0 | Barium cup |  |  | CCX
3157 | 7 | 5 |  | CTAComponent | 1010-M5C016-14 | 1 | Release | Each | 1.0 | Phillips Flat Head Screw, ISO 7046, M5-0.8, X16mm Long, Grade 4.8 Steel, Zinc Plated, RoHS Fastener | 20589-10948-03516 11060-M5C16MXFSTZ6/965A | FASTENAL COMPANY ANIXTER | STM
3158 | 7 | 3 |  | CTAComponent | 5439705 | 1 | Release | Each | 1.0 | Cup bracket |  |  | CCX
3159 | 7 | 1 |  | CTAAssembly | 5446172 | 1 | Release | Each | 1.0 | Cup fixed ASM |  |  | CCX
3160 | 8 | 2 |  | CTAComponent | 5445367 | 1 | Release | Each | 1.0 | Support pipe |  |  | CCX
3161 | 8 | 1 |  | CTAComponent | 5460205 | 1 | Release | Each | 1.0 | Base |  |  | CCX
3162 | 7 | 6 |  | CTAComponent | C1213-M3C006-14 | 1 | Release | Each | 2.0 | GB_T 9074.8，M3x6mm，Grade 4.8 Steel，Zinc finish，RoHS Fastener | 25114-M3/6/PPSTPS/TC1/GB9074.8 | TR FORMAC SHANGHAI PTE LTD | HLE
3163 | 6 | 13 |  | CTAAssembly | 5453902 | 1 | Release | Each | 1.0 | Back cover assembly |  |  | CCX
3164 | 7 | 1 |  | CTAComponent | 5441133 | 1 | Release | Each | 1.0 | Back cover |  |  | CCX
3165 | 7 | 4 |  | CTAComponent | 5494388 | 1 | Release | Each | 1.0 | Reinforce plate |  |  | CCX
3166 | 7 | 3 |  | CTAComponent | 5443789 | 1 | Release | Each | 1.0 | Mounting plate |  |  | CCX
3167 | 7 | 2 |  | CTAComponent | 5441309 | 1 | Release | Each | 6.0 | Cushion block |  |  | CCX
3168 | 6 | 14 |  | CTAComponent | 5454547 | 1 | Release | Each | 1.0 | Cable bracket |  |  | CCX
3169 | 6 | 16 |  | CTAAssembly | 5437161 | 3 | Release | Each | 1.0 | Inner MIC assembly |  |  | CCX
3170 | 6 | 15 |  | CTAComponent | 5456391 | 1 | Release | Each | 2.0 | Electromagnetic brake cover |  |  | CCX
3171 | 6 | 11 |  | CTAAssembly | 5437186 | 1 | Release | Each | 1.0 | Column cover assembly |  |  | CCX
3172 | 7 | 2 |  | CTAComponent | 5440479 | 1 | Release | Each | 1.0 | MIC base |  |  | CCX
3173 | 7 | 3 |  | CTAComponent | 5494384 | 1 | Release | Each | 1.0 | Sleeve |  |  | CCX
3174 | 7 | 1 |  | CTAAssembly | 5456390 | 1 | Release | Each | 1.0 | Front cover ASM |  |  | CCX
3175 | 8 | 2 |  | CTAComponent | 5459441 | 1 | Release | Each | 1.0 | Speaker base |  |  | CCX
3176 | 8 | 1 |  | CTAComponent | 5443731 | 1 | Release | Each | 1.0 | Front cover |  |  | CCX
3177 | 8 | 6 |  | CTAComponent | 5436067 | 1 | Release | Each | 1.0 | Front cover bracket 2 |  |  | CCX
3178 | 8 | 5 |  | CTAComponent | 5449818 | 1 | Release | Each | 1.0 | Speaker mounting plate |  |  | CCX
3179 | 8 | 4 |  | CTAComponent | 5453071 | 1 | Release | Each | 4.0 | Front cover bracket 1 |  |  | CCX
3180 | 8 | 3 |  | CTAComponent | 5453901 | 1 | Release | Each | 2.0 | Nut column C |  |  | CCX
3181 | 8 | 7 |  | CTAComponent | 5442144 | 1 | Release | Each | 1.0 | Reinforce plate |  |  | CCX
3182 | 6 | 10 |  | CTAAssembly | 5453712 | 1 | Release | Each | 1.0 | Compressor micro swich ASM |  |  | CCX
3183 | 7 | 2 |  | CTAComponent | 5461564 | 2 | Release | Each | 1.0 | MICRO SWITCH |  |  | HLE
3184 | 7 | 4 |  | CTAComponent | 5459257 | 1 | Release | Each | 1.0 | thread hole plate |  |  | CCX
3185 | 7 | 3 |  | CTAComponent | C1213-M4C030-14 | 1 | Release | Each | 2.0 | GB_T 9074.8，M4x30mm，Grade 4.8 Steel，Zinc finish，RoHS Fastener | 25114-M4/30/PPSTPS/TC1/GB9074.8 | TR FORMAC SHANGHAI PTE LTD | HLE
3186 | 7 | 1 |  | CTAComponent | 5447606 | 1 | Release | Each | 1.0 | Compressor micro swich bracket |  |  | CCX
3187 | 7 | 6 |  | CTAComponent | 5447590 | 1 | Release | Each | 1.0 | through hole plate |  |  | CCX
3188 | 7 | 5 |  | CTAComponent | 5460819 | 1 | Release | Each | 1.0 | insulation piece |  |  | CCX
3189 | 6 | 9 |  | CTAAssembly | 5437965 | 1 | Release | Each | 1.0 | Compressor motor and gear box ASM |  |  | CCX
3190 | 7 | 2 |  | CTAComponent | 5437964 | 4 | Release | Each | 1.0 | Compressor motor and gear box assembly |  |  | CCX
3191 | 7 | 3 |  | CTAComponent | 1000-M4C012-04 | 4 | Release | Each | 2.0 | Hexagon Socket Head Cap Screw, M4-0.7, X12mm Long, Grade 8.8 Steel, Zinc Plated, RoHS Fastener | 11060-M4C12KCSC9Z6/912 24140-M4/12/SOHTCS/TC1D/DIN912 20589-10948-03232 10487-1000-M4C012-04 A0996-BN 4 M4 X 12mm CR6+FREE | ANIXTER TR FORMAC DIV OF TR FASTENINGS FASTENAL COMPANY OHTA BOSSARD | STM
3192 | 7 | 1 |  | CTAComponent | 5460829 | 1 | Release | Each | 1.0 | Compressor driving wheel |  |  | CCX
3193 | 6 | 22 |  | CTAComponent | 1000-M5C016-04 | 5 | Release | Each | 4.0 | Hexagon Socket Head Cap Screw, M5-0.8, X16mm Long, Grade 8.8 Steel, Zinc Plated, RoHS Fastener | 11060-M5C16KCSC9Z6/912 24140-M5/16/SOHTCS/TC1D/DIN912 10487-1000-M5C016-04 20589-ZS2540016ZP0000 A0996-BN 4 M5 x 16mm CR6+FREE | ANIXTER TR FORMAC DIV OF TR FASTENINGS OHTA FASTENAL COMPANY BOSSARD | STM
3194 | 6 | 19 |  | CTAComponent | 1000-M4C008-04 | 6 | Release | Each | 15.0 | Hexagon Socket Head Cap Screw, ISO 4762, M4-0.7, X8mm Long, Grade 8.8 Steel, Zinc Plated, RoHS Fastener | 20589-10948-03230 11060-M4C8KCSC9Z6/912 10487-1000-M4C008-04 A0996-BN 4 M4 X 8mm CR6+FRE 24140-M4/8/SOHTCS/TC1D/ISO4762 | FASTENAL COMPANY ANIXTER OHTA BOSSARD TR FORMAC DIV OF TR FASTENINGS | STM
3195 | 6 | 20 |  | CTAComponent | 1000-M4C012-04 | 4 | Release | Each | 8.0 | Hexagon Socket Head Cap Screw, M4-0.7, X12mm Long, Grade 8.8 Steel, Zinc Plated, RoHS Fastener | 11060-M4C12KCSC9Z6/912 24140-M4/12/SOHTCS/TC1D/DIN912 20589-10948-03232 10487-1000-M4C012-04 A0996-BN 4 M4 X 12mm CR6+FREE | ANIXTER TR FORMAC DIV OF TR FASTENINGS FASTENAL COMPANY OHTA BOSSARD | STM
3196 | 6 | 21 |  | CTAComponent | 1000-M5C012-04 | 5 | Release | Each | 6.0 | Hexagon Socket Head Cap Screw, M5-0.8, X12mm Long, Grade 8.8 Steel, Zinc Plated, RoHS Fastener | 11060-M5C12KCSC9Z6/912 10487-1000-M5C012-04 24140-M5/12/SOHTCS/TC1D/DIN912 20589-ZS2540012ZP0000 A0996-BN 3 M5x12mm CR6+FREE | ANIXTER OHTA TR FORMAC DIV OF TR FASTENINGS FASTENAL COMPANY BOSSARD | STM
3197 | 6 | 18 |  | CTAAssembly | 5444084 | 2 | Release | Each | 1.0 | SPK assembly |  |  | CCX
3198 | 6 | 17 |  | CTAComponent | 5440286 | 2 | Release | Each | 1.0 | terminal board |  |  | CCX
3199 | 6 | 26 |  | CTAComponent | 1003-M4C012-31 | 2 | Release | Each | 10.0 | Hexagon Socket Button Head Screw, M4-0.7, X12mm Long, A2-70 Stainless Steel, Passivate, RoHS Fastener | 20589-10948-03353 A0996-1348825 11060-M4C12KBCSJ/7380 | FASTENAL COMPANY BOSSARD ANIXTER | STM
3200 | 6 | 27 |  | CTAComponent | 1007-M4C010-14 | 2 | Release | Each | 13.0 | Phillips Pan Head Screw, ISO 7045, M4-0.7, X10mm Long, Grade 4.8 Steel, Zinc Plated, RoHS Fastener | 11060-M4C10MXPSTZ6/7985 20589-10948-03570 24140-M4/10/PPSTMC/TC1/ISO7045 | ANIXTER FASTENAL COMPANY TR FORMAC DIV OF TR FASTENINGS | STM
3201 | 6 | 28 |  | CTAComponent | 1010-M4C006-14 | 2 | Release | Each | 24.0 | Phillips Flat Head Screw, ISO 7046, M4-0.7, X6mm Long, Grade 4.8 Steel, Zinc Plated, RoHS Fastener | 11060-M4C6MXFSTZ6/965A A0996-BN 388 M4-0.7 x 6mm CR6+FREE 12217-25030-109 | ANIXTER BOSSARD MIDWEST PRODUCTS & ENGINEERING | STM
3202 | 6 | 29 |  | CTAComponent | 2000-M4-03 | 3 | Release | Each | 28.0 | FLAT WASHER - NORMAL SERIES, ISO 7089, M4 CLASS 200H STEEL, ZINC PLATED RoHS FASTENER | 24140-M4/-/PWSTWA/TC1/DIN125 10487-2000-M4-03 A0996-BN 343 M4 CR6+FREE 24432-11103691 11060-M4NWSFSTZ6/125ATP | TR FORMAC DIV OF TR FASTENINGS OHTA BOSSARD FASTENAL ANIXTER | STM
3203 | 6 | 24 |  | CTAComponent | 1000-M6C016-04 | 4 | Release | Each | 4.0 | Hexagon Socket Head Cap Screw, M6-1, X16mm Long, Grade 8.8 Steel, Zinc Plated, RoHS Fastener | 20589-10948-03239 10487-1000-M6C016-04 24140-M6/16/SOHTCS/TC1D/DIN912 11060-M6C16KCSC9Z6/912 A0996-BN 4 M6 x 16mm CR6+FREE | FASTENAL COMPANY OHTA TR FORMAC DIV OF TR FASTENINGS ANIXTER BOSSARD | STM
3204 | 6 | 25 |  | CTAComponent | 1000-M8C025-04 | 3 | Release | Each | 4.0 | Hexagon Socket Head Cap Screw, M8-1.25, X25mm Long, Grade 8.8 Steel, Zinc Plated, RoHS Fastener | 11060-M8C25KCSC9Z6/912 20589-ZS2580025ZP0000 24140-M8/25/SOHTCS/TC1D/DIN912 10487-1000-M8C025-04 | ANIXTER FASTENAL COMPANY TR FORMAC DIV OF TR FASTENINGS OHTA | STM
3205 | 6 | 23 |  | CTAComponent | 1000-M5C020-04 | 4 | Release | Each | 2.0 | Hexagon Socket Head Cap Screw, M5-0.8, X20mm Long, Grade 8.8 Steel, Zinc Plated, RoHS Fastener | 11060-M5C20KCSC9Z6/912 24140-M5/20/SOHTCS/TC1D/DIN912 10487-1000-M5C020-04 20589-11103212 A0996-BN 4 M5 x 20mm CR6+FREE | ANIXTER TR FORMAC DIV OF TR FASTENINGS OHTA FASTENAL COMPANY BOSSARD | STM
3206 | 6 | 34 |  | CTAComponent | 5445416-3 | 1 | Release | Each | 1.0 | AVID PRODUCTS STEEL P-CLAMP or R-clamp DIA7.9, WIDE9.7,19243 SCP-5-323-203 |  |  | HLE
3207 | 6 | 35 |  | CTAComponent | C2106-M4-02 | 3 | Release | Each | 36.0 | Spring Lock Washer, M4, Zinc plated, Rohs Fastener | 24140-C2106-M4-02 | TR FORMAC DIV OF TR FASTENINGS | HLE
3208 | 6 | 36 |  | CTAComponent | C2106-M6-02 | 3 | Release | Each | 4.0 | Spring Lock Washer, M6, Zinc plated, Rohs Fastener | 24140-C2106-M6-02 | TR FORMAC DIV OF TR FASTENINGS | HLE
3209 | 6 | 32 |  | CTAComponent | 2106-M5-14 | 1 | Release | Each | 12.0 | Spring Lock Washer with Flat Ends JIS B1251, M5, Spring Stainless Steel, Rohs Fastener | 24140-2106-M5-14 | TR FORMAC DIV OF TR FASTENINGS | STM
3210 | 6 | 33 |  | CTAComponent | 5445416-2 | 1 | Release | Each | 5.0 | AVID PRODUCTS STEEL P-CLAMP or R-clamp DIA6.4, WIDE9.7, 19243-SCP-4-323-203 |  |  | HLE
3211 | 6 | 31 |  | CTAComponent | 2000-M8-03 | 2 | Release | Each | 5.0 | Flat Washer, ISO7089, M8, Steel 200HV, Zinc Plated, RoHS Fastener | 11060-M8NWSFSTZ6/125ATP 20589-10948-03458 25114-2000-M8-03 | ANIXTER FASTENAL COMPANY TR FORMAC SHANGHAI PTE LTD | STM
3212 | 6 | 30 |  | CTAComponent | 2000-M5-03 | 5 | Release | Each | 10.0 | Flat Washer, ISO7089, M5, Steel 200HV, Zinc Plated, RoHS Fastener | A0996-BN343-M5 CR3 11060-M5NWSFSTZ6/125ATP 20589-10948-03456 24140-M5/-/PWSTWA/TC1/DIN125 10487-7130111-5 | BOSSARD ANIXTER FASTENAL COMPANY TR FORMAC DIV OF TR FASTENINGS OHTA | STM
3213 | 6 | 43 |  | CTAComponent | C1213-M3C016-14 | 1 | Release | Each | 2.0 | GB_T 9074.8，M3x16mm，Grade 4.8 Steel，Zinc finish，RoHS Fastener | 25114-M3/16/PPSTPS/TC1/GB9074.8 | TR FORMAC SHANGHAI PTE LTD | HLE
3214 | 6 | 40 |  | CTAComponent | 5456972 | 2 | Release | Each | 1.0 | compressor resistor 152R |  |  | CCX
3215 | 6 | 41 |  | CTAComponent | 5457946 | 1 | Release | Each | 8.0 | RICHCO FTH-7A1-RT FLAT TIE HOLDER 25.4x25.4x7.1mm, ACCOMODATES 5x2mm |  |  | HLE
3216 | 6 | 42 |  | CTAComponent | 5445188 | 1 | Release | Each | 1.0 | Compressor chain |  |  | CCX
3217 | 6 | 39 |  | CTAComponent | 5456441 | 1 | Release | Each | 3.0 | KANG YANG nylon Cable Clamp P-Clamp CC-1S width9.2mm, bolt hole5.4mm, Dia3.2mm |  |  | HLE
3218 | 6 | 37 |  | CTAComponent | C2106-M8-80 | 1 | Release | Each | 5.0 | GB_T 93，M8，Spring Steel，Black Oxide finish，RoHS Fastener | 25114-M8/-/SRSTWA/BO/GB93 | TR FORMAC SHANGHAI PTE LTD | HLE
3219 | 6 | 46 |  | CTAComponent | C1213-M3C010-14 | 1 | Release | Each | 4.0 | GB_T 9074.8，M3x10mm，Grade 4.8 Steel，Zinc finish，RoHS Fastener | 25114-M3/10/PPSTPS/TC1/GB9074.8 | TR FORMAC SHANGHAI PTE LTD | HLE
3220 | 6 | 47 |  | CTAComponent | 5438150 | 3 | Release | Each | 4.0 | Support Pole |  |  | HLE
3221 | 6 | 45 |  | CTAComponent | 1000-M8C055-04 | 1 | Release | Each | 1.0 | Hexagon Socket Head Cap Screw, M8-1.25, X55mm Long, Grade 8.8 Steel, Zinc Plated, RoHS Fastener | 10487-1000-M8C055-04 | OHTA | STM
3222 | 6 | 44 |  | CTAComponent | 5168929 | 1 | Release | Each | 2.0 | copper socket |  |  | HLE
3223 | 6 | 48 |  | CTAComponent | 5497434 | 1 | Release | Each | 2.0 | Cable bracket 2 |  |  | CCX
3224 | 6 | 38 |  | CTAComponent | 2001-M5-03 | 1 | Release | Each | 2.0 | Large Flat Washer, ISO7093, M5, Steel 200HV, Zinc Plated, RoHS Fastener | 11060-M5NWFESTZ6/9021TH 20589-10948-03485 | ANIXTER FASTENAL COMPANY | STM
3225 | 6 | 50 |  | CTAComponent | 5502206 | 1 | Release | Each | 2.0 | cable clamp 2 |  |  | CCX
3226 | 6 | 51 |  | CTAComponent | C1213-M4C012-14 | 1 | Release | Each | 4.0 | GB_T 9074.8，M4x12mm，Grade 4.8 Steel，Zinc finish，RoHS Fastener | 25114-M4/12/PPSTPS/TC1/GB9074.8 | TR FORMAC SHANGHAI PTE LTD | HLE
3227 | 6 | 49 |  | CTAAssembly | 5500184 | 1 | Release | Each | 1.0 | cable clamp base |  |  | CCX
3228 | 7 | 2 |  | CTAComponent | 5498757 | 1 | Release | Each | 1.0 | Mounting Block |  |  | CCX
3229 | 7 | 4 |  | CTAComponent | 5492966 | 1 | Release | Each | 1.0 | Circlip for shaft-GB894.1-86 15 Series Fastener Drawing RoHS Compliant |  |  | CCX
3230 | 7 | 3 |  | CTAComponent | 5500183 | 1 | Release | Each | 1.0 | Mounting plate |  |  | CCX
3231 | 7 | 1 |  | CTAAssembly | 5457746 | 1 | Release | Each | 1.0 | base for cable clamp |  |  | CCX
3232 | 8 | 2 |  | CTAComponent | 5441352 | 1 | Release | Each | 1.0 | Joint Column |  |  | CCX
3233 | 8 | 1 |  | CTAComponent | 5449848 | 1 | Release | Each | 1.0 | Base Board |  |  | CCX
3234 | 5 | 13 |  | CTAComponent | 5439530 | 2 | Release | Each | 1.0 | Foot_up Cover |  |  | HLE
3235 | 5 | 12 |  | CTAAssembly | 5441941 | 1 | Release | Each | 1.0 | Cover For Column Moving Motor |  |  | HLE
3236 | 6 | 2 |  | CTAComponent | 5446203 | 1 | Release | Each | 1.0 | Cover II |  |  | HLE
3237 | 6 | 1 |  | CTAComponent | 5436098 | 1 | Release | Each | 1.0 | Cover I |  |  | HLE
3238 | 6 | 3 |  | CTAComponent | 5456421 | 2 | Release | Each | 1.0 | Cover III |  |  | HLE
3239 | 5 | 11 |  | CTAAssembly | 5451209 | 1 | Release | Each | 1.0 | Foot Cover Welding Assembly |  |  | HLE
3240 | 6 | 2 |  | CTAComponent | 5453091 | 1 | Release | Each | 3.0 | Joint Block |  |  | HLE
3241 | 6 | 1 |  | CTAComponent | 5457195 | 1 | Release | Each | 1.0 | Foot Cover |  |  | HLE
3242 | 5 | 16 |  | CTAComponent | 5436664 | 1 | Release | Each | 7.0 | Base Close Cover |  |  | HLE
3243 | 5 | 10 |  | CTAAssembly | 5459259 | 2 | Release | Each | 1.0 | Base Motor Cover |  |  | HLE
3244 | 6 | 2 |  | CTAComponent | 5437391 | 1 | Release | Each | 1.0 | Base Motor Cover II |  |  | HLE
3245 | 6 | 3 |  | CTAComponent | 5440486 | 1 | Release | Each | 1.0 | Cover For Protecting Mouse |  |  | HLE
3246 | 6 | 1 |  | CTAComponent | 5445396 | 2 | Release | Each | 1.0 | Base Motor Cover I |  |  | CCX
3247 | 6 | 4 |  | CTAComponent | C1213-M3C006-14 | 1 | Release | Each | 2.0 | GB_T 9074.8，M3x6mm，Grade 4.8 Steel，Zinc finish，RoHS Fastener | 25114-M3/6/PPSTPS/TC1/GB9074.8 | TR FORMAC SHANGHAI PTE LTD | HLE
3248 | 5 | 36 |  | CTAAssembly | 5452945 | 6 | Release | Each | 1.0 | Table Electrical Control Unit |  |  | CCX
3249 | 6 | 7 |  | CTAComponent | 1007-M2C008-31 | 1 | Release | Each | 2.0 | Phillips Pan Head Screw, ISO 7045, M2-0.4, X8mm Long, A2-70 Stainless Steel, Passivate, RoHS Fastener | 20589-10948-03589 | FASTENAL COMPANY | STM
3250 | 6 | 6 |  | CTAComponent | 5453489 | 3 | Release | Each | 1.0 | Table Board DC Power Cable |  |  | CCX
3251 | 6 | 9 |  | CTAComponent | 5445416-2 | 1 | Release | Each | 4.0 | AVID PRODUCTS STEEL P-CLAMP or R-clamp DIA6.4, WIDE9.7, 19243-SCP-4-323-203 |  |  | HLE
3252 | 6 | 1 |  | CTAAssembly | 5453695 | 3 | Release | Each | 1.0 | Electrical Bracket Welding Assembly |  |  | HLE
3253 | 7 | 2 |  | CTAComponent | 5438150 | 3 | Release | Each | 12.0 | Support Pole |  |  | HLE
3254 | 7 | 1 |  | CTAComponent | 5474161 | 3 | Release | Each | 1.0 | Electrical Bracket |  |  | HLE
3255 | 6 | 10 |  | CTAComponent | 5445416-3 | 1 | Release | Each | 2.0 | AVID PRODUCTS STEEL P-CLAMP or R-clamp DIA7.9, WIDE9.7,19243 SCP-5-323-203 |  |  | HLE
3256 | 6 | 2 |  | CTAComponent | 5440911 | 2 | Release | Each | 1.0 | Switch Power |  |  | CCX
3257 | 6 | 8 |  | CTAComponent | C1213-M4C008-14 | 1 | Release | Each | 10.0 | GB_T 9074.8，M4x8mm，Grade 4.8 Steel，Zinc finish，RoHS Fastener | 25114-M4/8/PPSTPS/TC1/GB9074.8 | TR FORMAC SHANGHAI PTE LTD | HLE
3258 | 6 | 13 |  | CTAComponent | C1213-M3C008-14 | 1 | Release | Each | 12.0 | GB_T 9074.8，M3x8mm，Grade 4.8 Steel，Zinc finish，RoHS Fastener | 25114-M3/8/PPSTPS/TC1/GB9074.8 | TR FORMAC SHANGHAI PTE LTD | HLE
3259 | 5 | 25 |  | CTAComponent | 1010-M4C006-14 | 2 | Release | Each | 1.0 | Phillips Flat Head Screw, ISO 7046, M4-0.7, X6mm Long, Grade 4.8 Steel, Zinc Plated, RoHS Fastener | 11060-M4C6MXFSTZ6/965A A0996-BN 388 M4-0.7 x 6mm CR6+FREE 12217-25030-109 | ANIXTER BOSSARD MIDWEST PRODUCTS & ENGINEERING | STM
3260 | 5 | 26 |  | CTAComponent | 1010-M5C010-14 | 1 | Release | Each | 8.0 | Phillips Flat Head Screw, ISO 7046, M5-0.8, X10mm Long, Grade 4.8 Steel, Zinc Plated, RoHS Fastener | 20589-10948-03514 11060-M5C10MXFSTZ6/965A | FASTENAL COMPANY ANIXTER | STM
3261 | 5 | 34 |  | CTAComponent | 5457946 | 1 | Release | Each | 1.0 | RICHCO FTH-7A1-RT FLAT TIE HOLDER 25.4x25.4x7.1mm, ACCOMODATES 5x2mm |  |  | HLE
3262 | 5 | 30 |  | CTAComponent | 2000-M12-03 | 1 | Release | Each | 8.0 | Flat Washer, ISO7089, M12, Steel 200HV, Zinc Plated, RoHS Fastener | 11060-M12NWSFSTZ6/125ATP 20589-10948-03460 | ANIXTER FASTENAL COMPANY | STM
3263 | 5 | 31 |  | CTAComponent | 2000-M8-03 | 2 | Release | Each | 8.0 | Flat Washer, ISO7089, M8, Steel 200HV, Zinc Plated, RoHS Fastener | 11060-M8NWSFSTZ6/125ATP 20589-10948-03458 25114-2000-M8-03 | ANIXTER FASTENAL COMPANY TR FORMAC SHANGHAI PTE LTD | STM
3264 | 5 | 3 |  | CTAComponent | 5443770 | 1 | Release | Each | 1.0 | Cable bracket |  |  | HLE
3265 | 5 | 20 |  | CTAComponent | 5454749 | 1 | Release | Each | 1.0 | Cable cover |  |  | HLE
3266 | 5 | 19 |  | CTAComponent | 5441118 | 1 | Release | Each | 1.0 | Energy Chain |  |  | HLE
3267 | 5 | 28 |  | CTAComponent | C1213-M4C012-14 | 1 | Release | Each | 33.0 | GB_T 9074.8，M4x12mm，Grade 4.8 Steel，Zinc finish，RoHS Fastener | 25114-M4/12/PPSTPS/TC1/GB9074.8 | TR FORMAC SHANGHAI PTE LTD | HLE
3268 | 5 | 41 |  | ECCCollectorPart | 5488204 | 5 | Release | Each | 1.0 | PT800+ table cable collector 2 |  |  | CCX
3269 | 6 |  | Table Frequency Inverter1 signal cable | CTAComponent | 5451810 | 2 | Release | Each | 1.0 | Table Frequency Inverter1 signal cable |  |  | HLE
3270 | 6 |  | Table Relay power cable | CTAComponent | 5444956 | 1 | Release | Each | 1.0 | Table Relay power cable |  |  | HLE
3271 | 6 |  | Table tilt motor power cable | CTAComponent | 5448361 | 2 | Release | Each | 1.0 | Table tilt motor power cable |  |  | HLE
3272 | 6 |  | Table column compressor motor Cable 1 | CTAComponent | 5454313 | 1 | Release | Each | 1.0 | Table column compressor motor Cable 1 |  |  | HLE
3273 | 6 |  | Table column SID potentiometer and cable | CTAComponent | 5457710 | 1 | Release | Each | 1.0 | Table column SID potentiometer and cable |  |  | HLE
3274 | 6 |  | Table column compressor motor Cable 3 | CTAComponent | 5444278 | 3 | Release | Each | 1.0 | Table column compressor motor Cable 3 |  |  | CCX
3275 | 6 |  | Table column SID and Compressor Limit Switch Cable 1 | CTAComponent | 5450221 | 2 | Release | Each | 1.0 | Table column SID and Compressor Limit Switch Cable 1 |  |  | HLE
3276 | 6 |  | Table tilt over LS Assy SW cable | CTAComponent | 5447377 | 1 | Release | Each | 1.0 | Table tilt over LS Assy SW cable |  |  | HLE
3277 | 6 |  | Table column Up Switch Limit Cable | CTAComponent | 5445779 | 1 | Release | Each | 1.0 | Table column Up Switch Limit Cable |  |  | HLE
3278 | 6 |  | Table column Down Switch Limit Cable | CTAComponent | 5453488 | 1 | Release | Each | 1.0 | Table column Down Switch Limit Cable |  |  | HLE
3279 | 6 |  | Table top motor limit switch cable | CTAComponent | 5451808 | 1 | Release | Each | 1.0 | Table top motor limit switch cable |  |  | HLE
3280 | 6 |  | Table tilt stop LS Assy SW cable | CTAComponent | 5453492 | 1 | Release | Each | 1.0 | Table tilt stop LS Assy SW cable |  |  | HLE
3281 | 6 |  | Table column SID motor Cable | CTAComponent | 5448362 | 1 | Release | Each | 1.0 | Table column SID motor Cable |  |  | HLE
3282 | 6 |  | Table Key board Cable | CTAComponent | 5450223 | 2 | Release | Each | 1.0 | Table Key board Cable |  |  | HLE
3283 | 6 |  | Table II base ground cable | CTAComponent | 5452844 | 1 | Release | Each | 1.0 | Table II base ground cable |  |  | HLE
3284 | 6 |  | Table Limit SW cable | CTAComponent | 5436968 | 1 | Release | Each | 1.0 | Table Limit SW cable |  |  | HLE
3285 | 6 |  | Table column UD Switch Limit Cable | CTAComponent | 5438532 | 1 | Release | Each | 1.0 | Table column UD Switch Limit Cable |  |  | HLE
3286 | 6 |  | Table TOP LR motor RC Contact Suppression Cable | CTAComponent | 5451991 | 1 | Release | Each | 2.0 | Table TOP LR motor RC Contact Suppression Cable |  |  | HLE
3287 | 6 |  | Table cover base ground cable | CTAComponent | 5453650 | 1 | Release | Each | 1.0 | Table cover base ground cable |  |  | HLE
3288 | 6 |  | Table TOP LR motor base ground cable | CTAComponent | 5441077 | 1 | Release | Each | 1.0 | Table TOP LR motor base ground cable |  |  | HLE
3289 | 6 |  | Table TOP ground cable | CTAComponent | 5445136 | 3 | Release | Each | 1.0 | Table TOP ground cable |  |  | HLE
3290 | 6 |  | Table intercom communication Cable | CTAComponent | 5436985 | 3 | Release | Each | 1.0 | Table intercom communication Cable |  |  | HLE
3291 | 6 |  | Table cassette absence cable 2 | CTAComponent | 5448191 | 1 | Release | Each | 1.0 | Table cassette absence cable 2 |  |  | HLE
3292 | 6 |  | Table TOP LR motor cable | CTAComponent | 5437749 | 1 | Release | Each | 1.0 | Table TOP LR motor cable |  |  | HLE
3293 | 6 |  | Table Frequency Inverter2 signal cable | CTAComponent | 5440915 | 3 | Release | Each | 1.0 | Table Frequency Inverter2 signal cable |  |  | HLE
3294 | 6 |  | Table column UD Motor Power Cable | CTAComponent | 5448194 | 1 | Release | Each | 1.0 | Table column UD Motor Power Cable |  |  | HLE
3295 | 6 |  | Table Compressor Motor Cable 2 | CTAComponent | 5452648 | 1 | Release | Each | 1.0 | Table Compressor Motor Cable 2 |  |  | HLE
3296 | 6 |  | Table cassette absence Cable 1 | CTAComponent | 5440910 | 3 | Release | Each | 1.0 | Table cassette absence Cable 1 |  |  | HLE
3297 | 6 |  | Table SID and Compressor Switch Limit Cable 2 | CTAComponent | 5451807 | 1 | Release | Each | 1.0 | Table SID and Compressor Switch Limit Cable 2 |  |  | HLE
3298 | 6 |  | TABLE POWER HARNESS | CTAComponent | 5462125 | 3 | Release | Each | 1.0 | TABLE POWER HARNESS |  |  | HLE
3299 | 6 |  | Table Console Spot Control Input cable | CTAComponent | 5441717 | 4 | Release | Each | 1.0 | Table Console Spot Control Input cable |  |  | HLE
3300 | 6 |  | Table Console Move Control Input Cable | CTAComponent | 5440085 | 4 | Release | Each | 1.0 | Table Console Move Control Input Cable |  |  | HLE
3301 | 6 |  | Table motor board power cable | CTAComponent | 5440086 | 3 | Release | Each | 1.0 | Table motor board power cable |  |  | HLE
3302 | 6 |  | Table Switch Power A1P1 Input Cable | CTAComponent | 5446565 | 2 | Release | Each | 1.0 | Table Switch Power A1P1 Input Cable |  |  | HLE
3303 | 6 |  | Table tube tilt stop power cable | CTAComponent | 5447378 | 1 | Release | Each | 1.0 | Tube stop power cable |  |  | HLE
3304 | 6 |  | Table column UD motor base ground cable | CTAComponent | 5448364 | 1 | Release | Each | 1.0 | Table column UD motor base ground cable |  |  | HLE
3305 | 6 |  | Table In-Room Console Move Control Input Cable | CTAComponent | 5460784 | 4 | Release | Each | 1.0 | Table In-Room Console Move Control Input Cable |  |  | CCX
3306 | 6 |  | Table A1-boards frame ground cable | CTAComponent | 5454489 | 2 | Release | Each | 1.0 | Table A1-boards frame ground cable |  |  | HLE
3307 | 6 |  | Table column Tower A6 base ground cable | CTAComponent | 5453649 | 1 | Release | Each | 1.0 | Table column Tower A6 base ground cable |  |  | HLE
3308 | 5 | 38 |  | ECCCollectorPart | 5480084 | 3 | Release | Each | 1.0 | tabel label collector |  |  | CCX
3309 | 6 | 2 |  | CTAComponent | 5453686 | 1 | Release | Each | 1.0 | Fuse specification label |  |  | HLE
3310 | 6 | 6 |  | CTAComponent | 5449185 | 1 | Release | Each | 1.0 | Cassette size label |  |  | HLE
3311 | 6 | 1 |  | CTAComponent | 5485146 | 1 | Release | Each | 1.0 | limit switch label |  |  | CCX
3312 | 6 | 3 |  | CTAComponent | 5484970 | 1 | Release | Each | 4.0 | Position number label |  |  | CCX
3313 | 6 | 5 |  | CTAComponent | 5484944 | 1 | Release | Each | 16.0 | function grounding symbol label |  |  | CCX
3314 | 6 | 4 |  | CTAComponent | 5454527 | 1 | Release | Each | 23.0 | Grounding symbol label |  |  | HLE
3315 | 5 | 39 |  | ECCCollectorPart | 5441176 | 2 | Release | Each | 1.0 | Table cable collector |  |  | CCX
3316 | 6 | 2 |  | CTAComponent | 5451168 | 1 | Release | Each | 1.0 | II Ground Cable |  |  | HLE
3317 | 6 | 3 |  | CTAComponent | 5456926 | 4 | Release | Each | 1.0 | Table tube fan and Cable |  |  | CCX
3318 | 6 | 5 |  | CTAComponent | 5460616 | 5 | Release | Each | 1.0 | Table Tube tilt Stop cable |  |  | CCX
3319 | 6 | 9 |  | CTAComponent | 5440079 | 3 | Release | Each | 1.0 | Table SID Driver Control Cable |  |  | HLE
3320 | 6 | 8 |  | CTAComponent | 5457544 | 3 | Release | Each | 1.0 | Table Tube tilt Button and pitching limit SW Cable |  |  | CCX
3321 | 6 | 4 |  | CTAComponent | 5448190 | 1 | Release | Each | 1.0 | Table column SID Motor Driver Power Cable |  |  | HLE
3322 | 6 | 1 |  | CTAComponent | 5448207 | 1 | Release | Each | 1.0 | II Power Cable to Bulkhead J432 |  |  | HLE
3323 | 6 | 11 |  | CTAComponent | 5437143 | 3 | Release | Each | 1.0 | Table tube 0 degree SW cable |  |  | CCX
3324 | 6 | 14 |  | CTAComponent | 5452651 | 2 | Release | Each | 1.0 | Collimator Power cable |  |  | HLE
3325 | 6 | 15 |  | CTAComponent | 5443491 | 3 | Release | Each | 1.0 | Collimator ground cable |  |  | HLE
3326 | 6 | 12 |  | CTAComponent | 5451809 | 1 | Release | Each | 1.0 | Table SID potentiometer Cable |  |  | HLE
3327 | 6 | 10 |  | CTAComponent | 5459961 | 1 | Release | Each | 1.0 | Table SID motor base ground cable |  |  | HLE
3328 | 6 | 13 |  | CTAComponent | 5456779-2 | 2 | Release | Each | 1.0 | Collimator control cable 1-new |  |  | CCX
3329 | 5 | 40 |  | ECCCollectorPart | 5442003 | 5 | Release | Each | 1.0 | Table Accessary Collector |  |  | CCX
3330 | 6 | 5 |  | CTAComponent | C1213-M4C012-14 | 1 | Release | Each | 2.0 | GB_T 9074.8，M4x12mm，Grade 4.8 Steel，Zinc finish，RoHS Fastener | 25114-M4/12/PPSTPS/TC1/GB9074.8 | TR FORMAC SHANGHAI PTE LTD | HLE
3331 | 6 | 1 |  | CTAComponent | 5452031 | 2 | Release | Each | 1.0 | Cable Plastic Pipe |  |  | HLE
3332 | 6 | 6 |  | CTAComponent | 1010-M4C012-14 | 2 | Release | Each | 4.0 | Phillips Flat Head Screw, ISO 7046, M4-0.7, X12mm Long, Grade 4.8 Steel, Zinc Plated, RoHS Fastener | 11060-M4C12MXFSTZ6/965A 20589-10948-03509 24140-M4/12/KPSTMC/TC1/DIN965 | ANIXTER FASTENAL COMPANY TR FORMAC DIV OF TR FASTENINGS | STM
3333 | 6 | 10 |  | CTAComponent | 5500984 | 1 | Release | Each | 1.0 | Cable sleeve 4 |  |  | CCX
3334 | 6 | 8 |  | CTAComponent | 5500982 | 1 | Release | Each | 1.0 | Cable sleeve 2 |  |  | CCX
3335 | 6 | 9 |  | CTAComponent | 5500983 | 1 | Release | Each | 3.0 | Cable sleeve 3 |  |  | CCX
3336 | 6 | 7 |  | CTAComponent | 5500979 | 1 | Release | Each | 2.0 | Cable sleeve 1 |  |  | CCX
3337 | 6 | 12 |  | CTAComponent | 5500987 | 1 | Release | Each | 1.0 | Cable sleeve 6 |  |  | CCX
3338 | 6 | 11 |  | CTAComponent | 5500986 | 1 | Release | Each | 1.0 | Cable sleeve 5 |  |  | CCX
3339 | 5 | 37 |  | CTAComponent | 1007-M4C020-14 | 1 | Release | Each | 2.0 | Phillips Pan Head Screw, ISO 7045, M4-0.7, X20mm Long, Grade 4.8 Steel, Zinc Plated, RoHS Fastener | 20589-10948-03573 11060-M4C20MXPSTZ6/7985 | FASTENAL COMPANY ANIXTER | STM
3340 | 4 | 13 |  | CTAComponent | 5456160 | 2 | Release | Each | 1.0 | Table Board Interface Cable1 |  |  | CCX
3341 | 4 | 14 |  | ECCCollectorPart | 5498545 | 1 | Release | Each | 1.0 | pt800+ table fuse collector |  |  | CCX
3342 | 5 |  | 10A fuse | CTAComponent | 5438741 | 1 | Release | Each | 2.0 | 10A fuse |  |  | HLE
3343 | 5 |  | 2A fuse | CTAComponent | 5438743 | 1 | Release | Each | 2.0 | 2A fuse |  |  | HLE
3344 | 5 |  | 4A fuse | CTAComponent | 5449858 | 1 | Release | Each | 1.0 | 4A Fuse |  |  | HLE
3345 | 4 | 10 |  | CTAComponent | 5450106 | 1 | Release | Each | 1.0 | Grid for Precision THUNIS-800+ |  |  | HLE
3346 | 4 | 9 |  | CTAAssembly | 5473935 | 4 | Release | Each | 1.0 | Intercom Board Assembly |  |  | CCX
3347 | 5 | 2 |  | CTACircuitBoard | 5451492 | 4 | Release | Each | 1.0 | Intercom Board PWA |  |  | CCX
3348 | 6 |  | CR13, CR14 | CTAComponent | 5483033 | 1 | Release | Each | 2.0 | ULTRA LOW CAPACITANCE TVS ARRAY of 24V STAND-OFF VOLTAGE |  |  | HLE
3349 | 6 |  | U8 | CTAOOC | 5454247 | 2 | Not Recommended | Each | 1.0 | CONVERTER DAC, 24BIT, 192 KHZ, 2CHANNELS PER PKG, TSSOP10, UNKNOWN WHISKER RISK | 26334-CS4344-CZZ | CIRRUS LOGIC INC. | STE
3350 | 6 |  | U1 | CTAOOC | 2142461 | 2 | Restricted | Each | 1.0 | AMPLIFIER OP AMP OP284 DUAL AMPLIFIER_NEW OP AMP PRECISION RAIL-TO-RAIL INPUT and OUTPUT OP284 S08 | 01649-OP284FSZ | ANALOG DEVICES | STE
3351 | 6 |  | C2,C6,C22,C37,C52,C58,C63,C68 | CTAOOC | 2183937-10 | 3 | Standard | Each | 8.0 | CAPA TANT 10UF 10% 25V 6032 | 08390-T491C106K025AT 08390-B45196H5106K30 18981-293D106X9025C2TE3 19214-TAJC106K025RNJ | KEMET KEMET VISHAY AVX/KYOCERA | STE
3352 | 6 |  | J4 | CTAOOC | 2115384-2 | 2 | Standard | Each | 1.0 | FASTON TAB, 6.3X0.8MM, STRAIGHT, 5.08MM PITCH, PWB3.2, TINNED | 04947-1287 18996-1217056-1 | KEYSTONE ELECTRONICS CORP TE CONNECTIVITY | STE
3353 | 6 |  | FL2 | CTAComponent | 5482604 | 1 | Release | Each | 1.0 | CHIP EMIFIL Capacitor Type |  |  | HLE
3354 | 6 |  | R57 | CTAOOC | 5160167 | 2 | Standard | Each | 1.0 | RESISTOR, 0R, THICK FILM, 2512, 2A, 0.05 OHM | 18981-CRCW25120000Z0E 11962-RC2512JK-070RL 06725-RK73Z3AT 02254-MCR100JZHJ000 | VISHAY YAGEO KOA ROHM | STE
3355 | 6 |  | R10,R47-R54 | CTAOOC | 2234757-15 | 3 | Standard | Each | 9.0 | RESISTOR 22R1 1% 100MW 0603 THICK-FI | 02254-MCR03EZPFX22R1 00078-CR0603FX22R1ELF 18981-CRCW060322R1FKE 06725-RK73H1JTTD22R1F 11962-RC0603FR-0722R1L 05498-MC060322R1FTW 00006-WCR0603LF22R1F | ROHM BOURNS VISHAY KOA YAGEO RCD COMPONENTS INC. IRC | STE
3356 | 6 |  | U3,U15 | CTAOOC | 2196877-3 | 6 | Standard | Each | 2.0 | IC, LOGIC, 74LVC-LCX04, TSSOP14 | 18846-MC74LCX04DTG 19638-LVC04BTELL-E 00352 74LVC04APW 00495-SN74LVC04APWE4 00495-SN74LVC04APW | ON SEMICONDUCTOR RENESAS TECHNOLOGY CORP NXP (FORMERLY PHILIPS COMPONEN TEXAS INSTRUMENTS TEXAS INSTRUMENTS | STE
3357 | 6 |  | U12 | CTAOOC | 2211252-9 | 2 | Standard | Each | 1.0 | LOGIC 74AHC-VHC125 TSSOP14 | 00495-SN74AHC125PWE4 18846-MC74VHC125DTR2G | TEXAS INSTRUMENTS ON SEMICONDUCTOR | STE
3358 | 6 |  | CR1,CR2 | CTAOOC | 2224981-8 | 1 | Standard | Each | 2.0 | SEMICONDUCTOR, DIODE 130VOLTS 1M AMPS UNIDIRECTIONAL, SMB DO-214AA | 18981-P6SMB130A-E3 18846-P6SMB130AT3G | VISHAY ON SEMICONDUCTOR | STE
3359 | 6 |  | TP1-TP9 | CTAOOC | 2233921 | 2 | Standard | Each | 9.0 | TEST POINT, SMD 1005 | 04947 5015 ZZC70-TP-108-02-1-T | KEYSTONE ELECTRONICS CORP COMPONENTS CORPORATION | STE
3360 | 6 |  | U7 | CTAOOC | 2196877-40 | 2 | Standard | Each | 1.0 | LOGIC LVC-LCX 125 TSSOP | 00124-74LVC125ATTR 18846-MC74LCX125DTG 00352 74LVC125APW 00495-SN74LVC125APWRE4 00124-74LCX125TTR | ST MICROELECTRONICS ON SEMICONDUCTOR NXP (FORMERLY PHILIPS COMPONEN TEXAS INSTRUMENTS ST MICROELECTRONICS | STE
3361 | 6 |  | C84 | CTAOOC | 2187496-100 | 1 | Standard | Each | 1.0 | CAPACITOR CERAMIC, NPO, 2.7NF, 1Percent, 50V, SMD 0805 | 18981-VJ0805A272FXAA 12361-0805J0500272FC 08390-C0805C272F5GAC 19214-08055A272FAT2A | VISHAY SYFER TECHNOLOGY LIMITED KEMET AVX/KYOCERA | STE
3362 | 6 |  | C5,C31,C45 | CTAOOC | 2183937-15 | 4 | Standard | Each | 3.0 | CAPA TANT 100UF 10% 10V 7343 | 08390-T491D107K010AT 08390-B45196H2107K40 00042-293D107X9010D2TE3 19214-TAJD107K010RNJ | KEMET KEMET VISHAY SPRAGUE AVX/KYOCERA | STE
3363 | 6 |  | C107 | CTAOOC | 2235239-4 | 2 | Standard | Each | 1.0 | CAPACITOR X7R 22NF 10% 25V 0603 | 19214-06033C223KAT 11962-CC0603KRX7R8BB223 18981-VJ0603Y223KXX 08390 C0603C223K3RAC 03041-C1608X7R1E223K | AVX/KYOCERA YAGEO VISHAY KEMET TDK | STE
3364 | 6 |  | C3,C4,C7-C21,C23,C25-C27,C33,C34,C39-C41,C47,C49,C64-C67,C69,C71-C74,C80,C82,C94-C97,C99-C102 | CTAOOC | 2235239-6 | 2 | Standard | Each | 47.0 | CAPACITOR X7R 100NF 10% 16V 0603 | 08390 C0603C104K4RAC 18981-VJ0603Y104KXJ 11962-CC0603KRX7R7BB104 19214-0603YC104KAT | KEMET VISHAY YAGEO AVX/KYOCERA | STE
3365 | 6 |  | C90,C91 | CTAOOC | 2235238-8 | 1 | Standard | Each | 2.0 | CAPA NPO 1NF 5% 25V 0603 | 19214-06033A102JAT 11962-CC0603JRNPO8BN102 | AVX/KYOCERA YAGEO | STE
3366 | 6 |  | C44 | CTAOOC | 2235238-28 | 3 | Standard | Each | 1.0 | CAPACITOR 180P, 1 percent, 50V, CERAMIC, C0G NPO, 0603 | 19214-06035A181FAT 11623-NMC0603NPO181F50TRPF 11962-CC0603FRNPO9BN181 18981-VJ0603A181FXA 02862-GRM1885C1H181FA01 | AVX/KYOCERA NIC COMPONENTS CORPORATION YAGEO VISHAY MURATA | STE
3367 | 6 |  | C1,C29,C36,C55,C60-C62,C103-C106 | CTAOOC | 2235239-3 | 6 | Standard | Each | 11.0 | CAPACITOR X7R 10NF 10 PERCENT 50V 0603 | 08390 C0603C103K5RAC 03041 C1608X7R1H103K 18981-VJ0603Y103KXA 11962-CC0603KRX7R9BB103 03041-C1608X7R1H103K080AA 19214-06035C103KAT | KEMET TDK VISHAY YAGEO TDK AVX/KYOCERA | STE
3368 | 6 |  | C77 | CTAOOC | 2235238-6 | 3 | Standard | Each | 1.0 | CAPA NPO 220PF 5% 50V 0603 | 11962-CC0603JRNPO9BN221 08390 C0603C221J5GAC 00401-CEC14CW 220PF 5% 63V 03041-C1608C0G1H221J 18981-VJ0603A221JXA 03041-C1608C0G1H221J080AA | YAGEO KEMET EUROFARAD TDK VISHAY TDK | STE
3369 | 6 |  | C30,C38 | CTAOOC | 2235238-2 | 5 | Standard | Each | 2.0 | CAPA NPO 10PF 5% 50V 0603 | 00401-CEC14CW 10PF 5% 63V 03041-C1608C0G1H100D 19214-06035A100JAT 18981-VJ0603A100JXA 08390-C0603C100J5GAC 11962-CC0603JRNPO9BN100 03041-C1608C0G1H100D080AA | EUROFARAD TDK AVX/KYOCERA VISHAY KEMET YAGEO TDK | STE
3370 | 6 |  | R58,R60-R63,R67 | CTAOOC | 2292664-40 | 5 | Standard | Each | 6.0 | RESISTOR, 4K70, 0.1Percent, 63MW, THIN FILM, 25PPM, 0603 | 05498-BLU0603-4701-BT25W 10302-RNCF16-T9-4.70K-0.1% 18981-TNPW06034K70BEE 11962-RT0603BRD074K7L 00006-PCF-W0603LF-03-4701-B 06725-RN731JTTD4701B25 10302-RNCF0603BTE4K70 | RCD COMPONENTS INC. SEI VISHAY YAGEO IRC KOA SEI | STE
3371 | 6 |  | U9 | CTAOOC | 2252400-4 | 1 | Restricted | Each | 1.0 | POWER SUPPLY 5 VOLTS 306m AMPS 5 VOL REGULATED, 1000V ISOLATION, SO-28 | 00495-DCR010505UE4 | TEXAS INSTRUMENTS | STE
3372 | 6 |  | S1 | CTAOOC | 2253364-2 | 3 | Not Recommended | Each | 1.0 | SURFACE MOUNT DIP SWITCH, 4 POSITION GULL WING WITH POLYIMIDE TAPE SEAL MACHINE-INSERTABLE. WARNING: Unknown Whisker Risk | 05229-90HBW04PRT 00031-219004MST | GRAYHILL CTS CORP | STE
3373 | 6 |  | DS1-DS7 | CTAOOC | 2279219-2 | 1 | Standard | Each | 7.0 | LED GREEN LTST-C190G 0603 SMD | 18802 AP1608SGC 00941 HSMG-C190 11520 LTST-C190GKT 09050 PG1111C | KINGBRIGHT AVAGO TECHNOLOGIES LITE-ON STANLEY ELECTRIC CO LTD | STE
3374 | 6 |  | R73 | CTAOOC | 2292664-9 | 4 | Standard | Each | 1.0 | RESISTOR 10K OHMS .1 PERCENT, 0603 SMT 62.5 MW, 50 V MAX WORKING VOLTAGE | 06725-RN731JTTD1002B25 00006-PFC-W0603LF-03-1002-B 18981-TNPW060310K0BEE | KOA IRC VISHAY | STE
3375 | 6 |  | C88,C89 | CTAOOC | 2235239-21 | 2 | Standard | Each | 2.0 | CAPACITOR 0.22U, 10 PERCENT, 25V, CERAMIC, X7R, 0603 | 02862-GRM188R71E224KA88 11962-CC0603KRX7R8BB224 03041-C1608X7R1E224K 08390-C0603C224K3RAC 03041-C1608X7R1E224K080AC | MURATA YAGEO TDK KEMET TDK | STE
3376 | 6 |  | R68,R71 | CTAOOC | 2236238 | 2 | Standard | Each | 2.0 | RESISTOR, 0 OHM, THICK FILM, 0603, 1A, 0.05 OHM MAX | 02254-MCR03EZPJ000 18981-CRCW06030000Z0E 00078-CR0603J/000ELF 05498-ZC0603TW 06725-RK73Z1JT 11962-RC0603JR-070RL | ROHM VISHAY BOURNS RCD COMPONENTS INC. KOA YAGEO | STE
3377 | 6 |  | C109,C110 | CTAOOC | 2235239-14 | 1 | Standard | Each | 2.0 | CAPACITOR 33N, 10percent, 25V, CERAMIC, X7R, C0603 UM33nCC | 18981-VJ0603Y-333K-XX 08390-C0603C333K3RAC 19214-0603-3C-333-KAT | VISHAY KEMET AVX/KYOCERA | STE
3378 | 6 |  | R1-R4,R7-R9,R11,R13-R15,R17,R18,R20,R22-R24,R26,R30-R32,R34,R39,R55,R56,R79,R82-R85 | CTAOOC | 2324551-19 | 3 | Standard | Each | 30.0 | RESISTOR 2k OHMS 1 % .1 WATTS SMT 0603 THICK FILM | 06725-RK73H1JTTD2001F 11962-RC0603FR-072KL 18981-CRCW06032K00FKE 02254 MCR03EZPFX2001 00006-WCR0603LF2001F 05498-MC06032001FTW 10302-RMCF0603FT2K00 | KOA YAGEO VISHAY ROHM IRC RCD COMPONENTS INC. SEI | STE
3379 | 6 |  | R80,R81 | CTAOOC | 2324551-20 | 4 | Standard | Each | 2.0 | RESISTOR 20k OHMS 1 PERCENT .1 WATTS SMT 0603 THICK FILM | 11962-RC0603FR-0720KL 06725-RK73H1JTTD2002F 18981-CRCW060320K0FKE 00006-WCR0603LF2002F 02254 MCR03EZPFX2002 05498-MC06032002FTW 10302-RMCF0603FT20K0 | YAGEO KOA VISHAY IRC ROHM RCD COMPONENTS INC. SEI | STE
3380 | 6 |  | R37,R69 | CTAOOC | 2324551-39 | 3 | Standard | Each | 2.0 | RESISTOR 4.99k OHMS 1 % .1 WATTS SMT 0603 THICK FILM | 18981-CRCW06034K99FKE 11962-RC0603FR-074K99L 00006-WCR0603LF4991F 05498-MC06034991FTW 06725-RK73H1JTTD4991F 02254 MCR03EZPFX4991 10302-RMCF0603FT4K99 | VISHAY YAGEO IRC RCD COMPONENTS INC. KOA ROHM SEI | STE
3381 | 6 |  | R5,R6,R45 | CTAOOC | 2324551-4 | 4 | Standard | Each | 3.0 | RESISTOR 10k OHMS 1 PERCENT .1 WATTS SMT 0603 THICK FILM | 02254 MCR03EZPFX1002 06725-RK73H1JTTD1002F 10302-RMCF1/16-10K-1percent 00006-WCR0603LF1002F 18981-CRCW060310K0FKE 05498-MC06031002FTW 11962-RC0603FR-0710KL 10302-RMCF0603FT10K0 | ROHM KOA SEI IRC VISHAY RCD COMPONENTS INC. YAGEO SEI | STE
3382 | 6 |  | R66 | CTAOOC | 2324551-18 | 3 | Standard | Each | 1.0 | RESISTOR 200 OHMS 1 PERCENT .1 WATTS SMT 0603 THICK FILM | 11962-RC0603FR-07200RL 06725-RK73H1JTTD2000F 00006-WCR0603LF2000F 05498-MC06032000FTW 02254-MCR03EZPFX2000 18981-CRCW0603200RFKE 10302-RMCF0603FT200R | YAGEO KOA IRC RCD COMPONENTS INC. ROHM VISHAY SEI | STE
3383 | 6 |  | R33,R59 | CTAOOC | 2324551-3 | 3 | Standard | Each | 2.0 | RESISTOR 1k OHMS 1 PERCENT .1 WATTS SMT 0603 THICK FILM | 00006-WCR0603LF1001F 06725-RK73H1JTTD1001F 05498-MC06031001FTW 02254 MCR03EZPFX1001 11962-RC0603FR-071KL 18981-CRCW06031K00FKE 10302-RMCF0603FT1K00 | IRC KOA RCD COMPONENTS INC. ROHM YAGEO VISHAY SEI | STE
3384 | 6 |  | FL1,FL3,FL6-FL8 | CTAOOC | 2306384-3 | 1 | Standard | Each | 5.0 | FERRITE BEAD, 120 OHM at 100 MHZ, 150 MA RATING, 0603 PACKAGE | 18981-ILHB-0603ER121V | VISHAY | STE
3385 | 6 |  | R75-R78 | CTAOOC | 2324551-317 | 2 | Standard | Each | 4.0 | RESISTOR 51.1 OHMS 1 % .1 WATTS SMT 0603 THICK FILM | 02254 MCR03EZPFX51R1 11962-RC0603FR-0751R1L 00006-WCR0603LF51R1F 05498-MC060351R1FTW 18981-CRCW060351R1FKE 06725-RK73H1JTTD51R1F 10302-RMCF0603FT51R1 | ROHM YAGEO IRC RCD COMPONENTS INC. VISHAY KOA SEI | STE
3386 | 6 |  | R74 | CTAOOC | 2324551-333 | 2 | Standard | Each | 1.0 | RESISTOR 475 OHMS 1percent .1 WATTS SMT 0603 THICK FILM | 11962-RC0603FR-07475RL 18981-CRCW0603475RFKE 00078-CR0603FX4750ELF 05498-MC06034750FTW 06725-RK73H1JTTD4750F 02254-MCR03EZPFX4750 00006-WCR0603LF4750F 10302-RMCF0603FT475R | YAGEO VISHAY BOURNS RCD COMPONENTS INC. KOA ROHM IRC SEI | STE
3387 | 6 |  | R27 | CTAOOC | 2324551-91 | 2 | Standard | Each | 1.0 | RESISTOR 2.21k OHMS 1 % .1 WATTS SMT 0603 THICK FILM | 00006-WCR0603LF2211F 11962-RC0603FR-072K21L 05498-MC06032211FTW 02254 MCR03EZPFX2211 06725-RK73H1JTTD2211F 18981-CRCW06032K21FKE 10302-RMCF0603FT2K21 | IRC YAGEO RCD COMPONENTS INC. ROHM KOA VISHAY SEI | STE
3388 | 6 |  | R70 | CTAOOC | 2324551-163 | 2 | Standard | Each | 1.0 | RESISTOR 121k OHMS 1 % .1 WATTS SMT 0603 THICK FILM | 02254 MCR03EZPFX1213 06725-RK73H1JTTD1213F 00006-WCR0603LF1213F 11962-RC0603FR-07121KL 18981-CRCW0603121KFKE 05498-MC06031213FTW 10302-RMCF0603FT121K | ROHM KOA IRC YAGEO VISHAY RCD COMPONENTS INC. SEI | STE
3389 | 6 |  | R72 | CTAOOC | 2324551-193 | 2 | Standard | Each | 1.0 | RESISTOR 274k OHMS 1 % .1 WATTS SMT 0603 THICK FILM | 18981-CRCW0603274KFKE 05498-MC06032743FTW 11962-RC0603FR-07274KL 00006-WCR0603LF2743F 02254 MCR03EZPFX2743 06725-RK73H1JTTD2743F 10302-RMCF0603FT274K | VISHAY RCD COMPONENTS INC. YAGEO IRC ROHM KOA SEI | STE
3390 | 6 |  | R64,R65 | CTAOOC | 2324551-59 | 3 | Standard | Each | 2.0 | RESISTOR 121 OHMS 1 PERCENT .1 WATTS SMT 0603 THICK FILM | 00006-WCR0603LF1210F 06725-RK73H1JTTD1210F 11962-RC0603FR-07121RL 02254 MCR03EZPFX1210 18981-CRCW0603121RFKE 05498-MC06031210FTW 10302-RMCF0603FT121R | IRC KOA YAGEO ROHM VISHAY RCD COMPONENTS INC. SEI | STE
3391 | 6 |  | R12,R16,R19,R21,R25,R28,R29 | CTAOOC | 2324551-54 | 3 | Standard | Each | 7.0 | RESISTOR 511 OHMS 1 % .1 WATTS SMT 0603 THICK FILM | 18981-CRCW0603511RFKE 00006-WCR0603LF5110F 02254 MCR03EZPFX5110 11962-RC0603FR-07511RL 06725-RK73H1JTTD5110F 05498-MC06035110FTW 10302-RMCF0603FT511R | VISHAY IRC ROHM YAGEO KOA RCD COMPONENTS INC. SEI | STE
3392 | 6 |  | J3 | CTAOOC | 2402275 | 2 | Restricted | Each | 1.0 | CONNECTOR 5.08MM MSTB-GF, 1X2POS HEADER, RIGHT ANGLE, SCREW LOCK, TINNED, PWB2.4 | 11675 1776508 | PHOENIX CONTACTS | STE
3393 | 6 |  | C78,C79,C81,C83,C86,C87 | CTAOOC | 2385110-2 | 2 | Not Recommended | Each | 6.0 | CAPACITOR CERAMIC, X5R, 1UF, 10Percent, 25V, 0805 | 19214-08053D105KAT 08390-C0805C105K3PAC 02862-GRM216R61E105KA12 | AVX/KYOCERA KEMET MURATA | STE
3394 | 6 |  | C24,C28,C32,C54,C98,C108,C111-C112 | CTAOOC | 2385111 | 4 | Not Recommended | Each | 8.0 | CAPACITOR CERAMIC, X5R, 1UF, 10Percent, 10V, SMD 0603 | 07092-ECJ1VB1A105K 19214-CM105X5R105K10A 03041-C1608X5R1A105K 02862-GRM188R61A105KA61 03041-C1608X5R1A105K080AC | PANASONIC AVX/KYOCERA TDK MURATA TDK | STE
3395 | 6 |  | C85 | CTAOOC | 2385569-5 | 3 | Standard | Each | 1.0 | CAPACITOR CERAMIC, X5R, 10UF, 10Percent, 25V, SMD 1210 | 03041-C3225X5R1E106K 08390-C1210C106K3PAC 19214-CM32X5R106K25A 19214-12103D106KAT 03041-C3225X5R1E106K250AA | TDK KEMET AVX/KYOCERA AVX/KYOCERA TDK | STE
3396 | 6 |  | U10,U11 | CTAOOC | 2384570-2 | 1 | Standard | Each | 2.0 | OPTOELECTRONICS DIGITAL ISOLATOR 3.3V AND 5V TTL-CMOS COMPATIBLE, SO8 | 01649 ADUM1100BRZ | ANALOG DEVICES, INC. ANALOG DEVICES | STE
3397 | 6 |  | FL12,FL13 | CTAOOC | 2381824 | 1 | Standard | Each | 2.0 | FERRIT CHIP Z330 100MHZ 1.5A 0805 | 03041 MPZ2012S331A 02862 BLM21PG331SN1 | TDK MURATA | STE
3398 | 6 |  | L2,L3 | CTAOOC | 2367026-2 | 1 | Standard | Each | 2.0 | INDUCTOR NEW POWER 33U HENRYS 5 AMPS SMT SHIELDED PACKAGE | 00078-SRR1806-330M 07200-DS5022P-333MT | BOURNS COILCRAFT | STE
3399 | 6 |  | U2 | CTAOOC | 5128730-10 | 1 | Standard | Each | 1.0 | IC EPLD EPM1270, 1270 LE, 116 I-O, VCCINT 3.3V 2.5V, VCCIO 3.3V TO 1.5V, SPEED GRADE 5, TQFP144 | 10208-EPM1270T144C5N | ALTERA | STE
3400 | 6 |  | C75,C76,C92,C93 | CTAOOC | 5146178 | 4 | Standard | Each | 4.0 | CAPACITOR 0.47U, 10 percent, 16V, CERAMIC, X7R, 1608,U1600CS | 02862-GRM188R71C474KA88 03041-C1608X7R1C474K 08390-C0603C474K4RAC 03041-C1608X7R1C474K080AC | MURATA TDK KEMET TDK | STE
3401 | 6 |  | U17 | CTAOOC | 5151368-2 | 3 | Restricted | Each | 1.0 | LINEAR AMPLIFIER, 6.5-W MONO CLASS-D AUDIO POWER AMPLIFIER, 1 PER PKG, 20KHZ, 50MV OFFSET, TSSOP | 00495-TPA3007D1PWG4 00495-TPA3007D1PW | TEXAS INSTRUMENTS TEXAS INSTRUMENTS | STE
3402 | 6 |  | D1-D3 | CTAOOC | 5224726-2 | 1 | Standard | Each | 3.0 | DIODE, RECTIFIER, MURS120, 1A, 200V, 25NS REVERSE RECOVERY, SMB-J | 18846-MURS120T3G 18981-MURS120-E3 00037-MURS120-13-F | ON SEMICONDUCTOR VISHAY DIODES INC. | STE
3403 | 6 |  | CR17, CR22, CR23-CR24 | CTAOOC | 2408243-2 | 1 | Restricted | Each | 4.0 | DIODE, TVS, BIDIRECTIONAL, 350W PEAK, 13.3V VZ, 11A PEAK, GBLC12C, SOD323 PACKAGE | 10289-GBLC12C-LF | PROTEK DEVICES | STE
3404 | 6 |  | J1 | CTAOOC | 5124823 | 2 | Restricted | Each | 1.0 | CONNECTOR HEADER, 3 CONTACTS, PIN, RIGHT-ANGLE, 5A, 3MM PITCH, | 01525-43650-0302 | MOLEX | STE
3405 | 6 |  | CR3-CR12 | CTAOOC | 2408243 | 1 | Restricted | Each | 10.0 | U1813HE SEMICONDUCTOR DIODE 5 VOLTS 5U AMPS | 10289-GBLC05C-LF | PROTEK DEVICES | STE
3406 | 6 |  | Y1 | CTAOOC | 5409769 | 1 | Standard | Each | 1.0 | OSCILLATOR, 24.576 MHZ, 3.3V, CMOS, 50PPM, -10C TO 70C, 3.2X2.5MM SMT PACKAGE | 19214-KC3225A24.5760C30E00 19133-EB13E2D2H-24.576M 11682-SM4445TV-24.576M | AVX/KYOCERA ECLIPTEK PLETRONICS | STE
3407 | 6 |  | U6 | CTAComponent | 5450428 | 1 | Release | Each | 1.0 | 98dB,96kHz,Multi-Bit Audio AD Converter |  |  | HLE
3408 | 6 | 1 |  | CTACircuitBoard | 5451490 | 1 | Release | Each | 1.0 | PWB for Intercom Board |  |  | HLE
3409 | 6 |  | FL9,FL10 | CTAOOC | 5366219 | 1 | Restricted | Each | 2.0 | MAGNETICS, EMI COMMON MODE CHOKE, 2KOHMS AT 100MHZ, 200MA, 50V, 5X3.3MM SMD PACKAGE | 00078-DR221-333AE | BOURNS | STE
3410 | 6 |  | U4 | CTAOOC | 5394889 | 2 | Standard | Each | 1.0 | IC, AD CONVERTER, 12BITS, 4CHANNELS INPUT, SAR, T AND H, 0.5 TO 1MSPS, SERIAL OUT, 3V TO 5V VCC, ADC124S101C, MSOP10, 85C | 00036-ADC124S101CIMM/NOPB 00495-ADC124S101CIMM/NOPB | NATIONAL SEMICONDUCTOR TEXAS INSTRUMENTS | STE
3411 | 6 |  | U13,U14 | CTAOOC | 5268503-2 | 1 | Standard | Each | 2.0 | IC, TRANSCEIVER RS485-422, SINGLE, HALF DUPLEX, 16MBPS, 5V, MAX13088E, 15KV ESD PROT, SO8 | 07438-MAX13088ECSA+ 20003-SN65HVD3088EDG4 | MAXIM INTEGRATED PRODUCTS TEXAS INSTRUMENT INC. | STE
3412 | 6 |  | C70 | CTAOOC | 46-312294P3 | 3 | Restricted | Each | 1.0 | CAPACITOR TANTALUM, 3.3UF, 10Percent, 16V, SMD 3528 | 18981-293D335X9016B2TE3 08390-T491B335K016AT | VISHAY KEMET | STE
3413 | 6 |  | VR1,VR3 | CTAOOC | 2105122-2 | 3 | Standard | Each | 2.0 | REGULATOR AND REFERENCE VOLTAGE REGU INTERNAL OVERCURRENT LIMITING CIRCUITRY | 06921-LT1117CST-3.3#PBF 00495-REG1117-3.3G4 00036-LM1117MPX-3.3/NOPB 00495-LM1117MPX-3.3/NOPB | LINEAR TECHNOLOGY TEXAS INSTRUMENTS NATIONAL SEMICONDUCTOR TEXAS INSTRUMENTS | STE
3414 | 6 |  | VR2 | CTAOOC | 2105122-6 | 1 | Standard | Each | 1.0 | IC REG, LDO, +5V, 0.8A, LT1117, SOT223 | 06921-LT1117CST-5#PBF | LINEAR TECHNOLOGY | STE
3415 | 6 |  | C42,C43,C48,C50,C56 | CTAOOC | 46-302742P8 | 3 | Standard | Each | 5.0 | CAPACITOR FIXED 1u FARADS 35 VOLTS .138L .110W .075H 3528 SURFACE MOUNT DEVICE | 18981-293D105X9035B2TE3 08390-T491B105K035AT | VISHAY KEMET | STE
3416 | 6 |  | FL4,FL5 | CTAOOC | 46-312066P4 | 2 | Standard | Each | 2.0 | FERRITE BEAD 3.0A, 50OHM AT 100 MHZ SMT 1206 | 02862-BLM31PG500SN1 19114-HI1206T500R-10 | MURATA LAIRD TECHNOLOGIES | STE
3417 | 6 |  | J9 | CTAOOC | 46-289446P7 | 1 | Restricted | Each | 1.0 | CONNECTOR 2 CONTACTS 250 VOLTS 3 AMP SINGLE ROW, RIGHT ANGLE LOW PROFILE | 01525 70553-0001 | MOLEX | STE
3418 | 6 |  | J5-J7 | CTAOOC | 46-275208P2 | 2 | Restricted | Each | 3.0 | 003 CONT PCB MOUNT HSG RT ANGLE | 01525-70555-0072 | MOLEX | STE
3419 | 6 |  | J8 | CTAOOC | 2109908 | 7 | Standard | Each | 1.0 | CONNECTOR_NEW RECTANGULAR, D- 9 EACH D-SUBMINIATURE RIGHT ANGLE CONNECTOR FRONT METAL SHELL 9 PINS 747840-4 | 18996-5747840-4 01940-6E17-C-009-P-AJ-1-21 10099-09 68 163 5812 00214-D09P33E6GX00LF | TE CONNECTIVITY AMPHENOL HARTING FCI | STE
3420 | 6 |  | J2 | CTAOOC | 2106009-6 | 1 | Restricted | Each | 1.0 | CONNEC LOW-PROF TRANSI 10C HEAD STR | 01940 821-A010P-AM-A00 00214-75869-101LF 00266-N2510-6002RB 10099-09 18 510 6324 18996-5103308-1 | AMPHENOL FCI 3M (MINNESOTA MINING MFG) HARTING TE CONNECTIVITY | STE
3421 | 5 | 1 |  | CTASoftware | 5474007 | 2 | Release | Each | 1.0 | Precision THUNIS-800+ Intercom firmware |  |  | CCX
3422 | 4 | 12 |  | ECCCollectorPart | 5479475 | 1 | Release | Each | 1.0 | TIE Collector |  |  | HLE
3423 | 5 | 1 |  | CTAComponent | 5438938 | 1 | Release | Each | 40.0 | NYLON BINDING TIE CLAMP HellermannTyton T-50L tie wrap 383x4.8mm Max Bundle Dia 105mm |  |  | HLE
3424 | 5 | 2 |  | CTAComponent | 5461759 | 1 | Release | Each | 100.0 | NYLON BINDING TIE CLAMP KSS CV-180 tie wrap 180x3.6mm Max Bundle Dia 46mm |  |  | HLE
3425 | 3 | 11 |  | ECCCollectorPart | 5439215 | 2 | Release | Each | 1.0 | MIS cables for Precision THUNIS-800+ |  |  | HLE
3426 | 4 | 2 |  | CTAComponent | 5450388 | 1 | Release | Each | 1.0 | MIS PCU Generator Interface Cable |  |  | HLE
3427 | 4 | 3 |  | CTAComponent | 5437146 | 3 | Release | Each | 1.0 | MIS II Power and Control Cable |  |  | HLE
3428 | 4 | 4 |  | CTAComponent | 5442714 | 1 | Release | Each | 1.0 | MIS CPI Input Power Cable1 U |  |  | HLE
3429 | 4 | 5 |  | CTAComponent | 5438694 | 1 | Release | Each | 1.0 | MIS CPI Input Power Cable3 W |  |  | HLE
3430 | 4 | 1 |  | CTAComponent | 5462260 | 2 | Release | Each | 1.0 | MIS IF board Generator IF board Interface Cable |  |  | HLE
3431 | 4 | 10 |  | CTAComponent | 5451170 | 2 | Release | Each | 1.0 | MIS IF board Generator Digital Interface Cable |  |  | HLE
3432 | 4 | 11 |  | CTAComponent | 5449152 | 1 | Release | Each | 1.0 | MIS System Console Power Cable |  |  | HLE
3433 | 4 | 9 |  | CTAComponent | 5451169 | 1 | Release | Each | 1.0 | MIS System Console Ground Cable |  |  | HLE
3434 | 4 | 7 |  | CTAComponent | 5440236 | 3 | Release | Each | 1.0 | MIS PDU Power ON Cable 2 core |  |  | CCX
3435 | 4 | 8 |  | CTAComponent | 5440237 | 1 | Release | Each | 1.0 | MIS PDU CPI Ground Cable 4# |  |  | HLE
3436 | 4 | 6 |  | CTAComponent | 5456162 | 1 | Release | Each | 1.0 | MIS CPI Input Power Cable2 V |  |  | HLE
3437 | 4 | 16 |  | CTAComponent | 5450222 | 1 | Release | Each | 1.0 | MIS Tube Fan Cable |  |  | HLE
3438 | 4 | 18 |  | CTAComponent | 5436460 | 2 | Release | Each | 1.0 | MIS TABLE POWER CABLE |  |  | HLE
3439 | 4 | 15 |  | CTAComponent | 5451171 | 3 | Release | Each | 1.0 | MIS AEC Feedback Coaxial Cable |  |  | CCX
3440 | 4 | 12 |  | CTAComponent | 5436625 | 2 | Release | Each | 1.0 | MIS collimator light SW cable |  |  | HLE
3441 | 4 | 20 |  | CTAComponent | 5460585 | 2 | Release | Each | 1.0 | MIS intercom communication Cable |  |  | HLE
3442 | 4 | 19 |  | CTAComponent | 5439491 | 1 | Release | Each | 1.0 | MIS PDU-Table Ground Cable |  |  | HLE
3443 | 4 | 21 |  | CTAComponent | 5122632 | 1 | Release | Each | 2.0 | HV Cable | 24192-5122632 | BEIJING GUANGRUI MACHINERY CO | HLE
3444 | 4 | 22 |  | ECCCollectorPart | 5479942 | 3 | Release | Each | 1.0 | MIS Gen. Tube Anode and ground cable assembly |  |  | CCX
3445 | 5 | 2 |  | CTAComponent | 5451994 | 2 | Release | Each | 1.0 | MIS Gen. Tube ground cable |  |  | HLE
3446 | 5 | 3 |  | CTAComponent | 5479710 | 3 | Release | Each | 2.0 | Ferrite split core snap-on 28A5776-0A2 |  |  | HLE
3447 | 5 | 1 |  | CTAComponent | 5445938 | 2 | Release | Each | 1.0 | MIS Gen. Tube Anode cable |  |  | HLE
3448 | 3 | 9 |  | ECCCollectorPart | 5150270 | 3 | Release | Each | 1.0 | Generator for digital system assembly |  |  | HLE
3449 | 4 | 1 |  | CTAComponent | 5123374 | 7 | Release | Each | 1.0 | Generator for digital system |  |  | HLE
3450 | 4 | 2 |  | CTAComponent | 5442735 | 1 | Release | Each | 1.0 | generator rating plate |  |  | HLE
3451 | 5 | 1 |  | CTAComponent | 46-303268P1 | 10 | Release | Each | 1.0 | PRODUCT LOCATOR CARD FORM FOR RATING PLATES, PRINTED BY DUPLITECH | 25823-46-303268P1 | DL3 | CTZ
3452 | 3 | 12 |  | ECCCollectorPart | 5480083 | 4 | Release | Each | 1.0 | Accessories for Precision THUNIS-800+ |  |  | CCX
3453 | 4 | 2 |  | CTAComponent | 5438938 | 1 | Release | Each | 50.0 | NYLON BINDING TIE CLAMP HellermannTyton T-50L tie wrap 383x4.8mm Max Bundle Dia 105mm |  |  | HLE
3454 | 4 | 5 |  | CTAAssembly | 5443544 | 4 | Release | Each | 4.0 | Dolly Assembly |  |  | CCX
3455 | 5 | 2 |  | CTAComponent | 5129829 | 1 | Release | Each | 1.0 | FOOT WHWWL |  |  | HLE
3456 | 5 | 1 |  | CTAComponent | 5449645 | 1 | Release | Each | 1.0 | Foot Wheel Bracket |  |  | CCX
3457 | 5 | 3 |  | CTAComponent | 1000-M12C020-04 | 2 | Release | Each | 3.0 | Hexagon Socket Head Cap Screw, M12-1.75, X20mm Long, Grade 8.8 Steel, Zinc Plated, RoHS Fastener | 20589-10948-03245 11060-M12C20KCSC9Z6/912 10487-1000-M12C020-04 | FASTENAL COMPANY ANIXTER OHTA | STM
3458 | 4 | 4 |  | CTAOOC | 5310219 | 1 | Standard | Each | 1.0 | Ferrite split core snap-on 28A5131-0A2 | 10309-28A5131-OA2 | STEWARD | EVS
3459 | 4 | 1 |  | CTAComponent | 5461759 | 1 | Release | Each | 50.0 | NYLON BINDING TIE CLAMP KSS CV-180 tie wrap 180x3.6mm Max Bundle Dia 46mm |  |  | HLE
3460 | 4 | 3 |  | ECCCollectorPart | 5448457 | 3 | Release | Each | 1.0 | Fuse collector |  |  | HLE
3461 | 5 | 1 |  | CTAComponent | 5447604 | 1 | Release | Each | 2.0 | 8A Fuse |  |  | HLE
3462 | 5 | 4 |  | CTAComponent | 5449858 | 1 | Release | Each | 1.0 | 4A Fuse |  |  | HLE
3463 | 5 | 3 |  | CTAComponent | 5438741 | 1 | Release | Each | 2.0 | 10A fuse |  |  | HLE
3464 | 5 | 2 |  | CTAComponent | 5438743 | 1 | Release | Each | 2.0 | 2A fuse |  |  | HLE
3465 | 4 | 7 |  | CTAComponent | 5445416-3 | 1 | Release | Each | 2.0 | AVID PRODUCTS STEEL P-CLAMP or R-clamp DIA7.9, WIDE9.7,19243 SCP-5-323-203 |  |  | HLE
3466 | 3 | 10 |  | ECCCollectorPart | 5479473 | 6 | Release | Each | 1.0 | PT800+ 65KW 9IN II SYS label collector |  |  | CCX
3467 | 4 | 4 |  | CTAComponent | 5449450 | 2 | Release | Each | 1.0 | eIFU Label | 19212-5449450 | DURATECH | BAW
3468 | 4 | 5 |  | CTAComponent | 5449177 | 1 | Release | Each | 2.0 | HV Cable Label+ |  |  | HLE
3469 | 4 | 6 |  | CTAComponent | 5462280 | 1 | Release | Each | 2.0 | HV Cable Label- |  |  | HLE
3470 | 4 | 1 |  | CTAComponent | 5438721-EN | 1 | Release | Each | 1.0 | Warning label for compressor |  |  | CCX
3471 | 4 | 13 |  | CTAComponent | 5442749-EN | 1 | Release | Each | 1.0 | Table gear warning label |  |  | CCX
3472 | 4 | 16 |  | CTAComponent | 5445163-EN | 1 | Release | Each | 1.0 | Caution label for footrest |  |  | CCX
3473 | 4 | 15 |  | CTAComponent | 5443538-EN | 1 | Release | Each | 1.0 | Danger label1 |  |  | CCX
3474 | 4 | 3 |  | CTAComponent | 5440265-EN | 1 | Release | Each | 1.0 | PDU Safety Warning |  |  | CCX
3475 | 4 | 14 |  | CTAComponent | 5474227 | 4 | Release | Each | 1.0 | PS800_R system III rating label 65KW |  |  | HLE
3476 | 4 | 10 |  | CTAComponent | 5459238 | 1 | Release | Each | 1.0 | table rating plate |  |  | HLE
3477 | 5 | 1 |  | CTAComponent | 46-303268P1 | 10 | Release | Each | 1.0 | PRODUCT LOCATOR CARD FORM FOR RATING PLATES, PRINTED BY DUPLITECH | 25823-46-303268P1 | DL3 | CTZ
3478 | 4 | 11 |  | CTAComponent | 5454509 | 1 | Release | Each | 1.0 | PDU rating plate |  |  | HLE
3479 | 5 | 1 |  | CTAComponent | 46-303268P1 | 10 | Release | Each | 1.0 | PRODUCT LOCATOR CARD FORM FOR RATING PLATES, PRINTED BY DUPLITECH | 25823-46-303268P1 | DL3 | CTZ
3480 | 4 | 12 |  | CTAComponent | 5453315 | 4 | Release | Each | 1.0 | Label ISO 7010-M002 for IEC V3 |  |  | HLE
3481 | 4 | 22 |  | CTAComponent | 5457744-EN | 1 | Release | Each | 1.0 | Danger label 2 |  |  | CCX
3482 | 4 | 2 |  | CTAComponent | 2132620 | 2 | Release | Each | 1.0 | EMC LABEL CLASS A GROUP 1 | 19212-201814 | DURATECH | PET
3483 | 4 | 8 |  | CTAComponent | 5442735 | 1 | Release | Each | 1.0 | generator rating plate |  |  | HLE
3484 | 5 | 1 |  | CTAComponent | 46-303268P1 | 10 | Release | Each | 1.0 | PRODUCT LOCATOR CARD FORM FOR RATING PLATES, PRINTED BY DUPLITECH | 25823-46-303268P1 | DL3 | CTZ
3485 | 4 | 9 |  | CTAComponent | 5446751 | 1 | Release | Each | 1.0 | console rating plate |  |  | HLE
3486 | 5 | 1 |  | CTAComponent | 46-303268P1 | 10 | Release | Each | 1.0 | PRODUCT LOCATOR CARD FORM FOR RATING PLATES, PRINTED BY DUPLITECH | 25823-46-303268P1 | DL3 | CTZ
3487 | 4 | 7 |  | CTAComponent | 5497155 | 3 | Release | Each | 1.0 | PS800Refresh LATAM label |  |  | CCX
3488 | 5 | 1 |  | CTAComponent | 5497750 | 1 | Release | Each | 1.0 | Label sheet |  |  | CCX
3489 | 4 | 23 |  | CTAComponent | 5439526-EN | 1 | Release | Each | 1.0 | Caution label1 |  |  | CCX
3490 | 4 | 19 |  | CTAComponent | 5456190-EN | 2 | Release | Each | 1.0 | Caution label 2 |  |  | CCX
3491 | 4 | 21 |  | CTAComponent | 5456962-EN | 2 | Release | Each | 1.0 | Warning label1 |  |  | CCX
3492 | 4 | 20 |  | CTAComponent | 5456960-EN | 2 | Release | Each | 1.0 | Caution label 3 |  |  | CCX
3493 | 4 | 18 |  | CTAComponent | 5451205-EN | 2 | Release | Each | 1.0 | Operation Warning label |  |  | CCX
3494 | 3 | 3 |  | CTAAssembly | 5479480 | 6 | Release | Each | 1.0 | 9 Inch II assembly |  |  | HLE
3495 | 4 | 1 |  | CTAComponent | 1007-M4C010-14 | 2 | Release | Each | 1.0 | Phillips Pan Head Screw, ISO 7045, M4-0.7, X10mm Long, Grade 4.8 Steel, Zinc Plated, RoHS Fastener | 11060-M4C10MXPSTZ6/7985 20589-10948-03570 24140-M4/10/PPSTMC/TC1/ISO7045 | ANIXTER FASTENAL COMPANY TR FORMAC DIV OF TR FASTENINGS | STM
3496 | 4 | 2 |  | CTAComponent | 1010-M4C012-14 | 2 | Release | Each | 12.0 | Phillips Flat Head Screw, ISO 7046, M4-0.7, X12mm Long, Grade 4.8 Steel, Zinc Plated, RoHS Fastener | 11060-M4C12MXFSTZ6/965A 20589-10948-03509 24140-M4/12/KPSTMC/TC1/DIN965 | ANIXTER FASTENAL COMPANY TR FORMAC DIV OF TR FASTENINGS | STM
3497 | 4 | 4 |  | CTAComponent | 2000-M8-03 | 2 | Release | Each | 4.0 | Flat Washer, ISO7089, M8, Steel 200HV, Zinc Plated, RoHS Fastener | 11060-M8NWSFSTZ6/125ATP 20589-10948-03458 25114-2000-M8-03 | ANIXTER FASTENAL COMPANY TR FORMAC SHANGHAI PTE LTD | STM
3498 | 4 | 6 |  | CTAComponent | 3000-M8C-07 | 1 | Release | Each | 4.0 | Hexagon Nut, ISO4032, M8-1.25, Grade 12 Steel, Black Oxide, RoHS Fastener | 20589-10948-03704 A0996-1090143 11060-M8CNFHXDBO/934 | FASTENAL COMPANY BOSSARD ANIXTER | STM
3499 | 4 | 3 |  | CTAComponent | 2000-M4-03 | 3 | Release | Each | 1.0 | FLAT WASHER - NORMAL SERIES, ISO 7089, M4 CLASS 200H STEEL, ZINC PLATED RoHS FASTENER | 24140-M4/-/PWSTWA/TC1/DIN125 10487-2000-M4-03 A0996-BN 343 M4 CR6+FREE 24432-11103691 11060-M4NWSFSTZ6/125ATP | TR FORMAC DIV OF TR FASTENINGS OHTA BOSSARD FASTENAL ANIXTER | STM
3500 | 4 | 9 |  | CTAComponent | 5479710 | 3 | Release | Each | 1.0 | Ferrite split core snap-on 28A5776-0A2 |  |  | HLE
3501 | 4 | 7 |  | CTAComponent | 5450888 | 2 | Release | Each | 1.0 | Connection board with 9 inch II |  |  | CCX
3502 | 4 | 11 |  | CTAComponent | C2106-M4-02 | 3 | Release | Each | 1.0 | Spring Lock Washer, M4, Zinc plated, Rohs Fastener | 24140-C2106-M4-02 | TR FORMAC DIV OF TR FASTENINGS | HLE
3503 | 4 | 5 |  | CTAComponent | 2203-M8-07 | 3 | Release | Each | 4.0 | Curved Lock Washer, DIN 128A, M8, Spring Steel, Zinc Plated, RoHS Fastener | 20589-10948-04153 11060-M8NLOCSTMZT/128A | FASTENAL COMPANY ANIXTER | STM
3504 | 4 | 10 |  | CTAAssembly | 5480485 | 5 | Release | Each | 1.0 | 9 inch image chain system |  |  | CCX
3505 | 5 | 2 |  | CTAComponent | 5122279 | 1 | Release | Each | 1.0 | Optics assembly for storm digital |  |  | HLE
3506 | 5 | 1 |  | CTAComponent | 5122278 | 1 | Release | Each | 1.0 | CCD Camera |  |  | HLE
3507 | 5 | 4 |  | CTAComponent | 5122281 | 1 | Release | Each | 1.0 | Thales Optics control board |  |  | HLE
3508 | 5 | 3 |  | CTAComponent | 5122280 | 1 | Release | Each | 1.0 | Thales AEC control board |  |  | HLE
3509 | 5 | 6 |  | CTAComponent | 5122285 | 1 | Release | Each | 1.0 | Cable from PCU to CCD Camera |  |  | HLE
3510 | 5 | 7 |  | CTAComponent | 5439749 | 3 | Release | Each | 1.0 | 9inch image intensifier tube TH 59438 Q210 FRU |  |  | CCX
3511 | 5 | 5 |  | CTAComponent | 5122282 | 1 | Release | Each | 1.0 | Thales HVPS for storm digital |  |  | HLE
3512 | 4 | 8 |  | CTAComponent | 5461759 | 1 | Release | Each | 3.0 | NYLON BINDING TIE CLAMP KSS CV-180 tie wrap 180x3.6mm Max Bundle Dia 46mm |  |  | HLE
3513 | 3 | 2 |  | CTAAssembly | 5480081 | 2 | Release | Each | 1.0 | A-196 X-ray tube assembly for Precision THUNIS-800+ |  |  | CCX
3514 | 4 | 2 |  | CTAAssembly | 5479445 | 3 | Release | Each | 1.0 | Tube holder for A196 |  |  | HLE
3515 | 5 | 2 |  | CTAComponent | 5457707 | 3 | Release | Each | 2.0 | Table tube tilt Button and Cable |  |  | HLE
3516 | 5 | 4 |  | CTAComponent | 1000-M8C025-04 | 3 | Release | Each | 4.0 | Hexagon Socket Head Cap Screw, M8-1.25, X25mm Long, Grade 8.8 Steel, Zinc Plated, RoHS Fastener | 11060-M8C25KCSC9Z6/912 20589-ZS2580025ZP0000 24140-M8/25/SOHTCS/TC1D/DIN912 10487-1000-M8C025-04 | ANIXTER FASTENAL COMPANY TR FORMAC DIV OF TR FASTENINGS OHTA | STM
3517 | 5 | 5 |  | CTAComponent | 2000-M8-03 | 2 | Release | Each | 4.0 | Flat Washer, ISO7089, M8, Steel 200HV, Zinc Plated, RoHS Fastener | 11060-M8NWSFSTZ6/125ATP 20589-10948-03458 25114-2000-M8-03 | ANIXTER FASTENAL COMPANY TR FORMAC SHANGHAI PTE LTD | STM
3518 | 5 | 3 |  | CTAComponent | 1000-M4C045-04 | 1 | Release | Each | 4.0 | Hexagon Socket Head Cap Screw, M4-0.7, X45mm Long, Grade 8.8 Steel, Zinc Plated, RoHS Fastener | 11060-M4C45KCSC9Z6/912 A0996-BN 4 M4 x 45mm CR6+FREE 24140-M4/45/SOHTCS/TC1D/DIN912 24432-11103203 | ANIXTER BOSSARD TR FORMAC DIV OF TR FASTENINGS FASTENAL | STM
3519 | 5 | 1 |  | CTAAssembly | 5436108 | 5 | Release | Each | 1.0 | Tube bracket assembly for A196 |  |  | CCX
3520 | 6 | 2 |  | CTAComponent | 5492696 | 1 | Release | Each | 1.0 | Tube inside clamp 2 |  |  | CCX
3521 | 6 | 1 |  | CTAComponent | 5492695 | 1 | Release | Each | 1.0 | Tube inside clamp 1 |  |  | CCX
3522 | 6 | 6 |  | CTAComponent | 5492698 | 1 | Release | Each | 1.0 | Tube inside clamp 4 |  |  | CCX
3523 | 6 | 5 |  | CTAComponent | 5492697 | 1 | Release | Each | 1.0 | Tube inside clamp 3 |  |  | CCX
3524 | 6 | 4 |  | CTAAssembly | 5492700 | 1 | Release | Each | 1.0 | Tube outside clamp 2 |  |  | CCX
3525 | 7 | 2 |  | CTAComponent | 5492702 | 1 | Release | Each | 1.0 | Clamp 2 |  |  | CCX
3526 | 7 | 1 |  | CTAComponent | 5492701 | 1 | Release | Each | 1.0 | Clamp 1 |  |  | CCX
3527 | 7 | 5 |  | CTAComponent | 2106-M5-14 | 1 | Release | Each | 4.0 | Spring Lock Washer with Flat Ends JIS B1251, M5, Spring Stainless Steel, Rohs Fastener | 24140-2106-M5-14 | TR FORMAC DIV OF TR FASTENINGS | STM
3528 | 7 | 3 |  | CTAComponent | 1000-M5C020-04 | 4 | Release | Each | 4.0 | Hexagon Socket Head Cap Screw, M5-0.8, X20mm Long, Grade 8.8 Steel, Zinc Plated, RoHS Fastener | 11060-M5C20KCSC9Z6/912 24140-M5/20/SOHTCS/TC1D/DIN912 10487-1000-M5C020-04 20589-11103212 A0996-BN 4 M5 x 20mm CR6+FREE | ANIXTER TR FORMAC DIV OF TR FASTENINGS OHTA FASTENAL COMPANY BOSSARD | STM
3529 | 7 | 4 |  | CTAComponent | 2000-M5-03 | 5 | Release | Each | 4.0 | Flat Washer, ISO7089, M5, Steel 200HV, Zinc Plated, RoHS Fastener | A0996-BN343-M5 CR3 11060-M5NWSFSTZ6/125ATP 20589-10948-03456 24140-M5/-/PWSTWA/TC1/DIN125 10487-7130111-5 | BOSSARD ANIXTER FASTENAL COMPANY TR FORMAC DIV OF TR FASTENINGS OHTA | STM
3530 | 6 | 3 |  | CTAAssembly | 5492699 | 1 | Release | Each | 1.0 | Tube outside clamp 1 |  |  | CCX
3531 | 7 | 1 |  | CTAComponent | 5492701 | 1 | Release | Each | 1.0 | Clamp 1 |  |  | CCX
3532 | 7 | 2 |  | CTAComponent | 5492702 | 1 | Release | Each | 1.0 | Clamp 2 |  |  | CCX
3533 | 7 | 3 |  | CTAComponent | 1000-M5C020-04 | 4 | Release | Each | 4.0 | Hexagon Socket Head Cap Screw, M5-0.8, X20mm Long, Grade 8.8 Steel, Zinc Plated, RoHS Fastener | 11060-M5C20KCSC9Z6/912 24140-M5/20/SOHTCS/TC1D/DIN912 10487-1000-M5C020-04 20589-11103212 A0996-BN 4 M5 x 20mm CR6+FREE | ANIXTER TR FORMAC DIV OF TR FASTENINGS OHTA FASTENAL COMPANY BOSSARD | STM
3534 | 7 | 5 |  | CTAComponent | 2106-M5-14 | 1 | Release | Each | 4.0 | Spring Lock Washer with Flat Ends JIS B1251, M5, Spring Stainless Steel, Rohs Fastener | 24140-2106-M5-14 | TR FORMAC DIV OF TR FASTENINGS | STM
3535 | 7 | 4 |  | CTAComponent | 2000-M5-03 | 5 | Release | Each | 4.0 | Flat Washer, ISO7089, M5, Steel 200HV, Zinc Plated, RoHS Fastener | A0996-BN343-M5 CR3 11060-M5NWSFSTZ6/125ATP 20589-10948-03456 24140-M5/-/PWSTWA/TC1/DIN125 10487-7130111-5 | BOSSARD ANIXTER FASTENAL COMPANY TR FORMAC DIV OF TR FASTENINGS OHTA | STM
3536 | 6 | 9 |  | CTAAssembly | 5492705 | 1 | Release | Each | 1.0 | Locking device ASM |  |  | CCX
3537 | 7 | 2 |  | CTAComponent | 5492707 | 1 | Release | Each | 1.0 | Locking device lever |  |  | CCX
3538 | 7 | 3 |  | CTAComponent | 5492708 | 1 | Release | Each | 1.0 | Locking device pin |  |  | CCX
3539 | 7 | 1 |  | CTAComponent | 5492706 | 1 | Release | Each | 1.0 | Locking device bracket |  |  | CCX
3540 | 7 | 4 |  | CTAComponent | 5495676 | 1 | Release | Each | 1.0 | Circlip for shaft_DE-6 |  |  | CCX
3541 | 6 | 10 |  | CTAComponent | 5492710 | 1 | Release | Each | 4.0 | Cover mounting screw |  |  | CCX
3542 | 6 | 8 |  | CTAComponent | 5461795 | 1 | Release | Each | 1.0 | Fan bracket |  |  | CCX
3543 | 6 | 7 |  | CTAAssembly | 5454548 | 1 | Release | Each | 1.0 | Handle ASM |  |  | CCX
3544 | 7 | 2 |  | CTAAssembly | 5492703 | 1 | Release | Each | 1.0 | Handle |  |  | CCX
3545 | 8 | 1 |  | CTAComponent | 5449817 | 1 | Release | Each | 1.0 | Rectangular tube |  |  | CCX
3546 | 8 | 2 |  | CTAAssembly | 5444515 | 1 | Release | Each | 1.0 | Handle |  |  | CCX
3547 | 9 | 2 |  | CTAComponent | 5437365 | 1 | Release | Each | 2.0 | Switch mounting plate |  |  | CCX
3548 | 9 | 1 |  | CTAComponent | 5451400 | 1 | Release | Each | 1.0 | Pipe |  |  | CCX
3549 | 7 | 1 |  | CTAComponent | 5492799 | 1 | Release | Each | 1.0 | Handle bracket |  |  | CCX
3550 | 6 | 12 |  | CTAAssembly | 5492716 | 1 | Release | Each | 1.0 | Locking screw |  |  | CCX
3551 | 7 | 2 |  | CTAComponent | 5492715 | 1 | Release | Each | 1.0 | Screw |  |  | CCX
3552 | 7 | 3 |  | CTAComponent | 4001-M4L010-30 | 2 | Release | Each | 1.0 | Spring Pin, ISO 8752, 4mm Diameter X 10mm Long, Stainless Steel, RoHS Fastener | 11060-M4R10PRPSJ/1481 A0996-BN 337 M4 x 10mm CR6 + Free 20589-O131787 | ANIXTER BOSSARD FASTENAL COMPANY | STM
3553 | 7 | 1 |  | CTAComponent | 5492714 | 1 | Release | Each | 1.0 | Nut |  |  | CCX
3554 | 6 | 13 |  | CTAAssembly | 5438744 | 1 | Release | Each | 1.0 | Electromagnetic brake ASM |  |  | CCX
3555 | 7 | 1 |  | CTAAssembly | 5495284 | 1 | Release | Each | 1.0 | Braking shaft ASM |  |  | CCX
3556 | 8 | 2 |  | CTAComponent | 5436068 | 1 | Release | Each | 1.0 | Connecting plate |  |  | CCX
3557 | 8 | 1 |  | CTAComponent | 5445368 | 1 | Release | Each | 1.0 | Shaft |  |  | CCX
3558 | 7 | 3 |  | CTAAssembly | 5492724 | 1 | Release | Each | 1.0 | Brake bracket |  |  | CCX
3559 | 8 | 2 |  | CTAComponent | 5492721 | 1 | Release | Each | 1.0 | Plate 1 |  |  | CCX
3560 | 8 | 4 |  | CTAComponent | 5492723 | 1 | Release | Each | 2.0 | Plate 3 |  |  | CCX
3561 | 8 | 3 |  | CTAComponent | 5492722 | 1 | Release | Each | 2.0 | Plate 2 |  |  | CCX
3562 | 8 | 1 |  | CTAComponent | 5492720 | 1 | Release | Each | 1.0 | Sleeve |  |  | CCX
3563 | 8 | 6 |  | CTAComponent | 4001-M4L010-30 | 2 | Release | Each | 2.0 | Spring Pin, ISO 8752, 4mm Diameter X 10mm Long, Stainless Steel, RoHS Fastener | 11060-M4R10PRPSJ/1481 A0996-BN 337 M4 x 10mm CR6 + Free 20589-O131787 | ANIXTER BOSSARD FASTENAL COMPANY | STM
3564 | 8 | 5 |  | CTAComponent | 5492725 | 1 | Release | Each | 1.0 | Positioning sleeve |  |  | CCX
3565 | 7 | 6 |  | CTAComponent | 5441134 | 1 | Release | Each | 1.0 | End plate |  |  | CCX
3566 | 7 | 5 |  | CTAComponent | 5450473 | 1 | Release | Each | 1.0 | Shaft sleeve 2 |  |  | CCX
3567 | 7 | 4 |  | CTAComponent | 5492726 | 1 | Release | Each | 1.0 | Key |  |  | CCX
3568 | 7 | 2 |  | CTAComponent | 5448410 | 1 | Release | Each | 1.0 | Shaft sleeve1 |  |  | CCX
3569 | 7 | 10 |  | CTAAssembly | 5492768 | 1 | Release | Each | 1.0 | Limited screw |  |  | CCX
3570 | 8 | 2 |  | CTAComponent | 5492767 | 1 | Release | Each | 1.0 | Nylon head |  |  | CCX
3571 | 8 | 1 |  | CTAComponent | 5492766 | 1 | Release | Each | 1.0 | M8_Screw |  |  | CCX
3572 | 7 | 8 |  | CTAComponent | 5492739 | 2 | Release | Each | 1.0 | Positioning device cover |  |  | CCX
3573 | 7 | 9 |  | CTAAssembly | 5492741 | 1 | Release | Each | 1.0 | Micro switch ASM_tilt |  |  | CCX
3574 | 8 | 2 |  | CTAComponent | 5461564 | 2 | Release | Each | 1.0 | MICRO SWITCH |  |  | HLE
3575 | 8 | 4 |  | CTAComponent | 5459257 | 1 | Release | Each | 1.0 | thread hole plate |  |  | CCX
3576 | 8 | 3 |  | CTAComponent | C1213-M4C030-14 | 1 | Release | Each | 2.0 | GB_T 9074.8，M4x30mm，Grade 4.8 Steel，Zinc finish，RoHS Fastener | 25114-M4/30/PPSTPS/TC1/GB9074.8 | TR FORMAC SHANGHAI PTE LTD | HLE
3577 | 8 | 1 |  | CTAComponent | 5492740 | 1 | Release | Each | 1.0 | Micro switch bracket |  |  | CCX
3578 | 8 | 6 |  | CTAComponent | 5447590 | 1 | Release | Each | 1.0 | through hole plate |  |  | CCX
3579 | 8 | 5 |  | CTAComponent | 5460819 | 1 | Release | Each | 1.0 | insulation piece |  |  | CCX
3580 | 7 | 7 |  | CTAAssembly | 5492738 | 1 | Release | Each | 1.0 | Positioning device |  |  | CCX
3581 | 8 | 1 |  | CTAComponent | 5492727 | 1 | Release | Each | 1.0 | Fixed shaft 1 |  |  | CCX
3582 | 8 | 3 |  | CTAComponent | 5492729 | 1 | Release | Each | 1.0 | Lever |  |  | CCX
3583 | 8 | 4 |  | CTAAssembly | 5492734 | 1 | Release | Each | 1.0 | Wheel ASM |  |  | CCX
3584 | 9 | 2 |  | CTAComponent | 5492731 | 1 | Release | Each | 1.0 | Pin |  |  | CCX
3585 | 9 | 3 |  | CTAComponent | 5492732 | 1 | Release | Each | 1.0 | Wheel |  |  | CCX
3586 | 9 | 1 |  | CTAComponent | 5492730 | 1 | Release | Each | 1.0 | Wheel bracket |  |  | CCX
3587 | 9 | 4 |  | CTAComponent | 5492733 | 1 | Release | Each | 1.0 | Circlip for shaft_DE-4 |  |  | CCX
3588 | 8 | 2 |  | CTAComponent | 5492728 | 1 | Release | Each | 1.0 | Fixed shaft 2 |  |  | CCX
3589 | 8 | 6 |  | CTAComponent | 1000-M4C012-04 | 4 | Release | Each | 2.0 | Hexagon Socket Head Cap Screw, M4-0.7, X12mm Long, Grade 8.8 Steel, Zinc Plated, RoHS Fastener | 11060-M4C12KCSC9Z6/912 24140-M4/12/SOHTCS/TC1D/DIN912 20589-10948-03232 10487-1000-M4C012-04 A0996-BN 4 M4 X 12mm CR6+FREE | ANIXTER TR FORMAC DIV OF TR FASTENINGS FASTENAL COMPANY OHTA BOSSARD | STM
3590 | 8 | 7 |  | CTAComponent | 2000-M4-03 | 3 | Release | Each | 2.0 | FLAT WASHER - NORMAL SERIES, ISO 7089, M4 CLASS 200H STEEL, ZINC PLATED RoHS FASTENER | 24140-M4/-/PWSTWA/TC1/DIN125 10487-2000-M4-03 A0996-BN 343 M4 CR6+FREE 24432-11103691 11060-M4NWSFSTZ6/125ATP | TR FORMAC DIV OF TR FASTENINGS OHTA BOSSARD FASTENAL ANIXTER | STM
3591 | 8 | 5 |  | CTAComponent | 5492735 | 1 | Release | Each | 1.0 | Spring |  |  | CCX
3592 | 8 | 8 |  | CTAComponent | C2106-M4-02 | 3 | Release | Each | 2.0 | Spring Lock Washer, M4, Zinc plated, Rohs Fastener | 24140-C2106-M4-02 | TR FORMAC DIV OF TR FASTENINGS | HLE
3593 | 8 | 10 |  | CTAComponent | 3001-M12C-27 | 1 | Release | Each | 1.0 | Hexagon Thin Nut, ISO4035, M12-1.75, Grade 04 Steel, Zinc Plated, RoHS Fastener | 20589-10948-03716 11060-M12CNFJSTZ6/4035 | FASTENAL COMPANY ANIXTER | STM
3594 | 8 | 9 |  | CTAComponent | 5495677 | 1 | Release | Each | 1.0 | Circlip for shaft_DE-8 |  |  | CCX
3595 | 7 | 12 |  | CTAComponent | 1000-M5C016-04 | 5 | Release | Each | 4.0 | Hexagon Socket Head Cap Screw, M5-0.8, X16mm Long, Grade 8.8 Steel, Zinc Plated, RoHS Fastener | 11060-M5C16KCSC9Z6/912 24140-M5/16/SOHTCS/TC1D/DIN912 10487-1000-M5C016-04 20589-ZS2540016ZP0000 A0996-BN 4 M5 x 16mm CR6+FREE | ANIXTER TR FORMAC DIV OF TR FASTENINGS OHTA FASTENAL COMPANY BOSSARD | STM
3596 | 7 | 13 |  | CTAComponent | 1000-M6C016-04 | 4 | Release | Each | 4.0 | Hexagon Socket Head Cap Screw, M6-1, X16mm Long, Grade 8.8 Steel, Zinc Plated, RoHS Fastener | 20589-10948-03239 10487-1000-M6C016-04 24140-M6/16/SOHTCS/TC1D/DIN912 11060-M6C16KCSC9Z6/912 A0996-BN 4 M6 x 16mm CR6+FREE | FASTENAL COMPANY OHTA TR FORMAC DIV OF TR FASTENINGS ANIXTER BOSSARD | STM
3597 | 7 | 11 |  | CTAComponent | 1000-M5C012-04 | 5 | Release | Each | 2.0 | Hexagon Socket Head Cap Screw, M5-0.8, X12mm Long, Grade 8.8 Steel, Zinc Plated, RoHS Fastener | 11060-M5C12KCSC9Z6/912 10487-1000-M5C012-04 24140-M5/12/SOHTCS/TC1D/DIN912 20589-ZS2540012ZP0000 A0996-BN 3 M5x12mm CR6+FREE | ANIXTER OHTA TR FORMAC DIV OF TR FASTENINGS FASTENAL COMPANY BOSSARD | STM
3598 | 7 | 15 |  | CTAComponent | 2000-M6-03 | 3 | Release | Each | 4.0 | Flat Washer, ISO7089, M6, Steel 200HV, Zinc Plated, RoHS Fastener | 20589-10948-03457 10487-2000-M6-03 11060-M6NWSFSTZ6/125ATP 24140-M6/-/PWSTWA/TC1/DIN125 | FASTENAL COMPANY OHTA ANIXTER TR FORMAC DIV OF TR FASTENINGS | STM
3599 | 7 | 14 |  | CTAComponent | 2000-M5-03 | 5 | Release | Each | 4.0 | Flat Washer, ISO7089, M5, Steel 200HV, Zinc Plated, RoHS Fastener | A0996-BN343-M5 CR3 11060-M5NWSFSTZ6/125ATP 20589-10948-03456 24140-M5/-/PWSTWA/TC1/DIN125 10487-7130111-5 | BOSSARD ANIXTER FASTENAL COMPANY TR FORMAC DIV OF TR FASTENINGS OHTA | STM
3600 | 7 | 18 |  | CTAComponent | C2106-M8-80 | 1 | Release | Each | 1.0 | GB_T 93，M8，Spring Steel，Black Oxide finish，RoHS Fastener | 25114-M8/-/SRSTWA/BO/GB93 | TR FORMAC SHANGHAI PTE LTD | HLE
3601 | 7 | 17 |  | CTAComponent | C2106-M6-02 | 3 | Release | Each | 4.0 | Spring Lock Washer, M6, Zinc plated, Rohs Fastener | 24140-C2106-M6-02 | TR FORMAC DIV OF TR FASTENINGS | HLE
3602 | 7 | 16 |  | CTAComponent | 2000-M8-03 | 2 | Release | Each | 1.0 | Flat Washer, ISO7089, M8, Steel 200HV, Zinc Plated, RoHS Fastener | 11060-M8NWSFSTZ6/125ATP 20589-10948-03458 25114-2000-M8-03 | ANIXTER FASTENAL COMPANY TR FORMAC SHANGHAI PTE LTD | STM
3603 | 7 | 20 |  | CTAComponent | 2206-M5N-05 | 1 | Release | Each | 2.0 | Nord Lock Locking Washer, Standard Series, M5, Steel, Zinc Flake Coated, RoHS Fastener | 24432-O162562 A0996-3220543 24140-M5/-/NWSTWA/DAB | FASTENAL BOSSARD TR FORMAC DIV OF TR FASTENINGS | STM
3604 | 7 | 19 |  | CTAComponent | 2106-M5-14 | 1 | Release | Each | 4.0 | Spring Lock Washer with Flat Ends JIS B1251, M5, Spring Stainless Steel, Rohs Fastener | 24140-2106-M5-14 | TR FORMAC DIV OF TR FASTENINGS | STM
3605 | 7 | 22 |  | CTAComponent | 5462294 | 2 | Release | Each | 1.0 | Electromagnetic brake |  |  | CCX
3606 | 7 | 23 |  | CTAComponent | 5453714 | 1 | Release | Each | 2.0 | Bearing NSK 6007ZZ |  |  | CCX
3607 | 7 | 21 |  | CTAComponent | 3000-M8C-04 | 1 | Release | Each | 1.0 | Hexagon Nut, ISO4032, M8-1.25, Grade 8 Steel, Zinc Plated, RoHS Fastener | 20589-10948-03689 11060-M8CNFHSTZ6/934 | FASTENAL COMPANY ANIXTER | STM
3608 | 7 | 25 |  | CTAComponent | 5492770 | 1 | Release | Each | 1.0 | Circlip for hole-GB893.1-86 62 Series Fastener Drawing RoHS Compliant |  |  | CCX
3609 | 7 | 24 |  | CTAComponent | 5492769 | 1 | Release | Each | 1.0 | Circlip for shaft-GB894.1-86 35 Series Fastener Drawing RoHS Compliant |  |  | CCX
3610 | 6 | 11 |  | CTAAssembly | 5492713 | 1 | Release | Each | 6.0 | Supporting bearing ASM |  |  | CCX
3611 | 7 | 2 |  | CTAComponent | 5492711 | 1 | Release | Each | 1.0 | Bearing NSK 6800ZZ |  |  | CCX
3612 | 7 | 3 |  | CTAComponent | C2106-M8-80 | 1 | Release | Each | 1.0 | GB_T 93，M8，Spring Steel，Black Oxide finish，RoHS Fastener | 25114-M8/-/SRSTWA/BO/GB93 | TR FORMAC SHANGHAI PTE LTD | HLE
3613 | 7 | 1 |  | CTAComponent | 5492712 | 1 | Release | Each | 1.0 | Shaft |  |  | CCX
3614 | 6 | 15 |  | CTAComponent | 1000-M5C012-04 | 5 | Release | Each | 10.0 | Hexagon Socket Head Cap Screw, M5-0.8, X12mm Long, Grade 8.8 Steel, Zinc Plated, RoHS Fastener | 11060-M5C12KCSC9Z6/912 10487-1000-M5C012-04 24140-M5/12/SOHTCS/TC1D/DIN912 20589-ZS2540012ZP0000 A0996-BN 3 M5x12mm CR6+FREE | ANIXTER OHTA TR FORMAC DIV OF TR FASTENINGS FASTENAL COMPANY BOSSARD | STM
3615 | 6 | 16 |  | CTAComponent | 1000-M8C025-04 | 3 | Release | Each | 6.0 | Hexagon Socket Head Cap Screw, M8-1.25, X25mm Long, Grade 8.8 Steel, Zinc Plated, RoHS Fastener | 11060-M8C25KCSC9Z6/912 20589-ZS2580025ZP0000 24140-M8/25/SOHTCS/TC1D/DIN912 10487-1000-M8C025-04 | ANIXTER FASTENAL COMPANY TR FORMAC DIV OF TR FASTENINGS OHTA | STM
3616 | 6 | 14 |  | CTAComponent | 1000-M4C020-04 | 4 | Release | Each | 8.0 | Hexagon Socket Head Cap Screw, M4-0.7, X20mm Long, Grade 8.8 Steel, Zinc Plated, RoHS Fastener | 11060-M4C20KCSC9Z6/912 10487-1000-M4C020-04 20589-10948-03234 24140-M4/20/SOHTCS/TC1D/ISO4762 | ANIXTER OHTA FASTENAL COMPANY TR FORMAC DIV OF TR FASTENINGS | STM
3617 | 6 | 19 |  | CTAComponent | 2000-M8-03 | 2 | Release | Each | 6.0 | Flat Washer, ISO7089, M8, Steel 200HV, Zinc Plated, RoHS Fastener | 11060-M8NWSFSTZ6/125ATP 20589-10948-03458 25114-2000-M8-03 | ANIXTER FASTENAL COMPANY TR FORMAC SHANGHAI PTE LTD | STM
3618 | 6 | 18 |  | CTAComponent | 2000-M6-03 | 3 | Release | Each | 2.0 | Flat Washer, ISO7089, M6, Steel 200HV, Zinc Plated, RoHS Fastener | 20589-10948-03457 10487-2000-M6-03 11060-M6NWSFSTZ6/125ATP 24140-M6/-/PWSTWA/TC1/DIN125 | FASTENAL COMPANY OHTA ANIXTER TR FORMAC DIV OF TR FASTENINGS | STM
3619 | 6 | 17 |  | CTAComponent | 2000-M5-03 | 5 | Release | Each | 6.0 | Flat Washer, ISO7089, M5, Steel 200HV, Zinc Plated, RoHS Fastener | A0996-BN343-M5 CR3 11060-M5NWSFSTZ6/125ATP 20589-10948-03456 24140-M5/-/PWSTWA/TC1/DIN125 10487-7130111-5 | BOSSARD ANIXTER FASTENAL COMPANY TR FORMAC DIV OF TR FASTENINGS OHTA | STM
3620 | 6 | 22 |  | CTAComponent | C2106-M4-02 | 3 | Release | Each | 8.0 | Spring Lock Washer, M4, Zinc plated, Rohs Fastener | 24140-C2106-M4-02 | TR FORMAC DIV OF TR FASTENINGS | HLE
3621 | 6 | 23 |  | CTAComponent | C2106-M6-02 | 3 | Release | Each | 2.0 | Spring Lock Washer, M6, Zinc plated, Rohs Fastener | 24140-C2106-M6-02 | TR FORMAC DIV OF TR FASTENINGS | HLE
3622 | 6 | 21 |  | CTAComponent | 3000-M8C-04 | 1 | Release | Each | 8.0 | Hexagon Nut, ISO4032, M8-1.25, Grade 8 Steel, Zinc Plated, RoHS Fastener | 20589-10948-03689 11060-M8CNFHSTZ6/934 | FASTENAL COMPANY ANIXTER | STM
3623 | 6 | 20 |  | CTAComponent | 2106-M5-14 | 1 | Release | Each | 10.0 | Spring Lock Washer with Flat Ends JIS B1251, M5, Spring Stainless Steel, Rohs Fastener | 24140-2106-M5-14 | TR FORMAC DIV OF TR FASTENINGS | STM
3624 | 6 | 27 |  | CTAComponent | 4001-M5L020-30 | 2 | Release | Each | 4.0 | Spring Pin, ISO 8752, 5mm Diameter X 20mm Long, Stainless Steel, RoHS Fastener | 11060-M5R20PRPSJ/1481 A0996-BN 337 M5 x 20mm CR6 + Free 20589-O131809 | ANIXTER BOSSARD FASTENAL COMPANY | STM
3625 | 6 | 25 |  | CTAComponent | C1213-M5C012-14 | 1 | Release | Each | 2.0 | GB_T 9074.8，M5x12mm，Grade 4.8 Steel，Zinc finish，RoHS Fastener | 25114-M5/12/PPSTPS/TC1/GB9074.8 | TR FORMAC SHANGHAI PTE LTD | HLE
3626 | 6 | 26 |  | CTAComponent | 1000-M6C008-04 | 1 | Release | Each | 2.0 | Hexagon Socket Head Cap Screw, M6-1, X8mm Long, Grade 8.8 Steel, Zinc Plated, RoHS Fastener | 10487-1000-M6C008-04 | OHTA | STM
3627 | 6 | 24 |  | CTAComponent | C2106-M8-80 | 1 | Release | Each | 10.0 | GB_T 93，M8，Spring Steel，Black Oxide finish，RoHS Fastener | 25114-M8/-/SRSTWA/BO/GB93 | TR FORMAC SHANGHAI PTE LTD | HLE
3628 | 6 | 29 |  | CTAComponent | 1000-M6C020-04 | 4 | Release | Each | 4.0 | Hexagon Socket Head Cap Screw, M6-1, X20mm Long, Grade 8.8 Steel, Zinc Plated, RoHS Fastener | 11060-M6C20KCSC9Z6/912 10487-1000-M6C020-04 24140-M6/20/SOHTCS/TC1D/DIN912 20589-10948-03240 A0996-BN 4 M6 x 20mm CR6+FREE | ANIXTER OHTA TR FORMAC DIV OF TR FASTENINGS FASTENAL COMPANY BOSSARD | STM
3629 | 6 | 28 |  | CTAComponent | 2002-M5-02 | 1 | Release | Each | 4.0 | Flat Washer, Small OD Series, ISO7092, M5, Steel 140HV, Zinc Plated, RoHS Fastener | 20589-10948-04491 11060-M5NWSFSTZ6/433 | FASTENAL COMPANY ANIXTER | STM
3630 | 5 | 6 |  | CTAComponent | C2106-M8-80 | 1 | Release | Each | 4.0 | GB_T 93，M8，Spring Steel，Black Oxide finish，RoHS Fastener | 25114-M8/-/SRSTWA/BO/GB93 | TR FORMAC SHANGHAI PTE LTD | HLE
3631 | 4 | 1 |  | CTAComponent | 5121886 | 4 | Release | Each | 1.0 | A196-B135 X-ray Tube |  |  | HLE
3632 | 3 | 14 |  | CTAComponent | 5123312-3 | 1 | Release | Each | 1.0 | CPI Generator Console PSP |  |  | CCX
3633 | 3 | 4 |  | ECCCollectorPart | 5479496 | 1 | Release | Each | 1.0 | YS-51 collimator collector |  |  | HLE
3634 | 4 | 2 |  | CTAAssembly | 5125731-1 | 1 | Release | Each | 1.0 | R-500 AND VR FILTER1 ASSEMBLY |  |  | HLE
3635 | 5 | 2 |  | CTAComponent | 5125730-1 | 1 | Release | Each | 1.0 | R500 AND VR FILTER LABEL1 |  |  | HLE
3636 | 5 | 1 |  | CTAComponent | 5125729-1 | 2 | Release | Each | 1.0 | R500 and VR Filter 1 |  |  | HLE
3637 | 5 | 3 |  | CTAComponent | 5125730-7 | 2 | Release | Each | 1.0 | Filter instruction |  |  | HLE
3638 | 4 | 1 |  | CTAComponent | 5167951 | 10 | Release | Each | 1.0 | PS800+ collimator for global |  |  | CCX
3639 | 4 | 3 |  | CTAAssembly | 5125731-2 | 1 | Release | Each | 1.0 | R-500 AND VR FILTER2 ASSEMBLY |  |  | HLE
3640 | 5 | 1 |  | CTAComponent | 5125729-2 | 2 | Release | Each | 1.0 | R500 and VR Filter 2 |  |  | HLE
3641 | 5 | 2 |  | CTAComponent | 5125730-2 | 1 | Release | Each | 1.0 | R500 and VR Filter Label 2 |  |  | HLE
3642 | 5 | 3 |  | CTAComponent | 5125730-7 | 2 | Release | Each | 1.0 | Filter instruction |  |  | HLE
3643 | 4 | 4 |  | CTAComponent | 2206-M6N-05 | 1 | Release | Each | 4.0 | Nord Lock Locking Washer, Standard Series, M6, Steel, Zinc Flake Coated, RoHS Fastener | 24432-O167039 A0996-5523982 24140-M6/-/NWSTWA/DAB | FASTENAL BOSSARD TR FORMAC DIV OF TR FASTENINGS | STM
3644 | 3 | 5 |  | ECCCollectorPart | 5458225 | 8 | Release | Each | 1.0 | PSTM800 Integrated Console for Precision THUNIS-800+ |  |  | CCX
3645 | 4 | 4 |  | CTAAssembly | 5458964 | 8 | Release | Each | 1.0 | Console desk assembly |  |  | CCX
3646 | 5 | 1 |  | CTAComponent | 1000-M5C030-31 | 3 | Release | Each | 4.0 | Hexagon Socket Head Cap Screw, M5-0.8, X30mm Long, A2-70 Stainless Steel, Passivate, RoHS Fastener | 11060-M5C30KCSSJ/912 24140-M5/30/HHA2BL/PAS 20589-MS2540030A20000 A0996-1233327 10487-5100200-5+30 | ANIXTER TR FORMAC DIV OF TR FASTENINGS FASTENAL COMPANY BOSSARD OHTA | STM
3647 | 5 | 5 |  | CTAAssembly | 5448909 | 6 | Release | Each | 1.0 | Desk assembly |  |  | CCX
3648 | 6 | 2 |  | CTAComponent | 1007-M4C010-14 | 2 | Release | Each | 35.0 | Phillips Pan Head Screw, ISO 7045, M4-0.7, X10mm Long, Grade 4.8 Steel, Zinc Plated, RoHS Fastener | 11060-M4C10MXPSTZ6/7985 20589-10948-03570 24140-M4/10/PPSTMC/TC1/ISO7045 | ANIXTER FASTENAL COMPANY TR FORMAC DIV OF TR FASTENINGS | STM
3649 | 6 | 3 |  | CTAComponent | 1010-M4C010-14 | 2 | Release | Each | 2.0 | Phillips Flat Head Screw, ISO 7046, M4-0.7, X10mm Long, Grade 4.8 Steel, Zinc Plated, RoHS Fastener | 20589-10948-03508 11060-M4C10MXFSTZ6/965A 24140-M4/10/KPSTMC/TC1/DIN965 | FASTENAL COMPANY ANIXTER TR FORMAC DIV OF TR FASTENINGS | STM
3650 | 6 | 1 |  | CTAComponent | 1007-M3C008-14 | 2 | Release | Each | 4.0 | Phillips Pan Head Screw, ISO 7045, M3-0.5, X8mm Long, Grade 4.8 Steel, Zinc Plated, RoHS Fastener | 20589-10948-03564 11060-M3C8MXPSTZ6/7985 24140-M3/8/PPSTMC/TC1/ISO7045 A0996-BN 384 M3 x 8mm CR6+FREE 24432-91188 | FASTENAL COMPANY ANIXTER TR FORMAC DIV OF TR FASTENINGS BOSSARD FASTENAL | STM
3651 | 6 | 7 |  | CTAComponent | 2106-M3-05 | 2 | Release | Each | 4.0 | Spring Lock Washer with Flat Ends JIS B1251, M3, Spring Steel, Zinc Plated, Rohs Fastener | 24140-MEP M3/SPSTWA/TC1D/JIS B1251 | TR FORMAC DIV OF TR FASTENINGS | STM
3652 | 6 | 5 |  | CTAComponent | 2000-M4-03 | 3 | Release | Each | 29.0 | FLAT WASHER - NORMAL SERIES, ISO 7089, M4 CLASS 200H STEEL, ZINC PLATED RoHS FASTENER | 24140-M4/-/PWSTWA/TC1/DIN125 10487-2000-M4-03 A0996-BN 343 M4 CR6+FREE 24432-11103691 11060-M4NWSFSTZ6/125ATP | TR FORMAC DIV OF TR FASTENINGS OHTA BOSSARD FASTENAL ANIXTER | STM
3653 | 6 | 6 |  | CTAComponent | 2001-M5-02 | 3 | Release | Each | 2.0 | Large Flat Washer, ISO7093, M5, Steel 140HV, Zinc Plated, RoHS Fastener | 20589-10948-03468 11060-M5NWFESTZ6/9021B A0996-BN 729 M5 CR6+FREE 24140-M5/-/PWSTWA/TC1/DIN9021 | FASTENAL COMPANY ANIXTER BOSSARD TR FORMAC DIV OF TR FASTENINGS | STM
3654 | 6 | 4 |  | CTAComponent | 2000-M3-03 | 2 | Release | Each | 4.0 | WASHER PLAIN - LARGE 3.2 MM 7 MM , HV200, Steel, Zinc plate RoHS Washer | 10487-2000-M3-03 23983-6083737 24140-200-M3-03 | OHTA BOSSARD CHINA TR FORMAC DIV OF TR FASTENINGS | STM
3655 | 6 | 18 |  | CTAComponent | 5457946 | 1 | Release | Each | 2.0 | RICHCO FTH-7A1-RT FLAT TIE HOLDER 25.4x25.4x7.1mm, ACCOMODATES 5x2mm |  |  | HLE
3656 | 6 | 20 |  | CTAComponent | 5491252 | 1 | Release | Each | 1.0 | Desk copper grounding bar |  |  | CCX
3657 | 6 | 19 |  | CTAAssembly | 5473935 | 4 | Release | Each | 1.0 | Intercom Board Assembly |  |  | CCX
3658 | 7 | 2 |  | CTACircuitBoard | 5451492 | 4 | Release | Each | 1.0 | Intercom Board PWA |  |  | CCX
3659 | 8 |  | CR13, CR14 | CTAComponent | 5483033 | 1 | Release | Each | 2.0 | ULTRA LOW CAPACITANCE TVS ARRAY of 24V STAND-OFF VOLTAGE |  |  | HLE
3660 | 8 |  | U8 | CTAOOC | 5454247 | 2 | Not Recommended | Each | 1.0 | CONVERTER DAC, 24BIT, 192 KHZ, 2CHANNELS PER PKG, TSSOP10, UNKNOWN WHISKER RISK | 26334-CS4344-CZZ | CIRRUS LOGIC INC. | STE
3661 | 8 |  | U1 | CTAOOC | 2142461 | 2 | Restricted | Each | 1.0 | AMPLIFIER OP AMP OP284 DUAL AMPLIFIER_NEW OP AMP PRECISION RAIL-TO-RAIL INPUT and OUTPUT OP284 S08 | 01649-OP284FSZ | ANALOG DEVICES | STE
3662 | 8 |  | C2,C6,C22,C37,C52,C58,C63,C68 | CTAOOC | 2183937-10 | 3 | Standard | Each | 8.0 | CAPA TANT 10UF 10% 25V 6032 | 08390-T491C106K025AT 08390-B45196H5106K30 18981-293D106X9025C2TE3 19214-TAJC106K025RNJ | KEMET KEMET VISHAY AVX/KYOCERA | STE
3663 | 8 |  | J4 | CTAOOC | 2115384-2 | 2 | Standard | Each | 1.0 | FASTON TAB, 6.3X0.8MM, STRAIGHT, 5.08MM PITCH, PWB3.2, TINNED | 04947-1287 18996-1217056-1 | KEYSTONE ELECTRONICS CORP TE CONNECTIVITY | STE
3664 | 8 |  | FL2 | CTAComponent | 5482604 | 1 | Release | Each | 1.0 | CHIP EMIFIL Capacitor Type |  |  | HLE
3665 | 8 |  | R57 | CTAOOC | 5160167 | 2 | Standard | Each | 1.0 | RESISTOR, 0R, THICK FILM, 2512, 2A, 0.05 OHM | 18981-CRCW25120000Z0E 11962-RC2512JK-070RL 06725-RK73Z3AT 02254-MCR100JZHJ000 | VISHAY YAGEO KOA ROHM | STE
3666 | 8 |  | R10,R47-R54 | CTAOOC | 2234757-15 | 3 | Standard | Each | 9.0 | RESISTOR 22R1 1% 100MW 0603 THICK-FI | 02254-MCR03EZPFX22R1 00078-CR0603FX22R1ELF 18981-CRCW060322R1FKE 06725-RK73H1JTTD22R1F 11962-RC0603FR-0722R1L 05498-MC060322R1FTW 00006-WCR0603LF22R1F | ROHM BOURNS VISHAY KOA YAGEO RCD COMPONENTS INC. IRC | STE
3667 | 8 |  | U3,U15 | CTAOOC | 2196877-3 | 6 | Standard | Each | 2.0 | IC, LOGIC, 74LVC-LCX04, TSSOP14 | 18846-MC74LCX04DTG 19638-LVC04BTELL-E 00352 74LVC04APW 00495-SN74LVC04APWE4 00495-SN74LVC04APW | ON SEMICONDUCTOR RENESAS TECHNOLOGY CORP NXP (FORMERLY PHILIPS COMPONEN TEXAS INSTRUMENTS TEXAS INSTRUMENTS | STE
3668 | 8 |  | U12 | CTAOOC | 2211252-9 | 2 | Standard | Each | 1.0 | LOGIC 74AHC-VHC125 TSSOP14 | 00495-SN74AHC125PWE4 18846-MC74VHC125DTR2G | TEXAS INSTRUMENTS ON SEMICONDUCTOR | STE
3669 | 8 |  | CR1,CR2 | CTAOOC | 2224981-8 | 1 | Standard | Each | 2.0 | SEMICONDUCTOR, DIODE 130VOLTS 1M AMPS UNIDIRECTIONAL, SMB DO-214AA | 18981-P6SMB130A-E3 18846-P6SMB130AT3G | VISHAY ON SEMICONDUCTOR | STE
3670 | 8 |  | TP1-TP9 | CTAOOC | 2233921 | 2 | Standard | Each | 9.0 | TEST POINT, SMD 1005 | 04947 5015 ZZC70-TP-108-02-1-T | KEYSTONE ELECTRONICS CORP COMPONENTS CORPORATION | STE
3671 | 8 |  | U7 | CTAOOC | 2196877-40 | 2 | Standard | Each | 1.0 | LOGIC LVC-LCX 125 TSSOP | 00124-74LVC125ATTR 18846-MC74LCX125DTG 00352 74LVC125APW 00495-SN74LVC125APWRE4 00124-74LCX125TTR | ST MICROELECTRONICS ON SEMICONDUCTOR NXP (FORMERLY PHILIPS COMPONEN TEXAS INSTRUMENTS ST MICROELECTRONICS | STE
3672 | 8 |  | C84 | CTAOOC | 2187496-100 | 1 | Standard | Each | 1.0 | CAPACITOR CERAMIC, NPO, 2.7NF, 1Percent, 50V, SMD 0805 | 18981-VJ0805A272FXAA 12361-0805J0500272FC 08390-C0805C272F5GAC 19214-08055A272FAT2A | VISHAY SYFER TECHNOLOGY LIMITED KEMET AVX/KYOCERA | STE
3673 | 8 |  | C5,C31,C45 | CTAOOC | 2183937-15 | 4 | Standard | Each | 3.0 | CAPA TANT 100UF 10% 10V 7343 | 08390-T491D107K010AT 08390-B45196H2107K40 00042-293D107X9010D2TE3 19214-TAJD107K010RNJ | KEMET KEMET VISHAY SPRAGUE AVX/KYOCERA | STE
3674 | 8 |  | C107 | CTAOOC | 2235239-4 | 2 | Standard | Each | 1.0 | CAPACITOR X7R 22NF 10% 25V 0603 | 19214-06033C223KAT 11962-CC0603KRX7R8BB223 18981-VJ0603Y223KXX 08390 C0603C223K3RAC 03041-C1608X7R1E223K | AVX/KYOCERA YAGEO VISHAY KEMET TDK | STE
3675 | 8 |  | C3,C4,C7-C21,C23,C25-C27,C33,C34,C39-C41,C47,C49,C64-C67,C69,C71-C74,C80,C82,C94-C97,C99-C102 | CTAOOC | 2235239-6 | 2 | Standard | Each | 47.0 | CAPACITOR X7R 100NF 10% 16V 0603 | 08390 C0603C104K4RAC 18981-VJ0603Y104KXJ 11962-CC0603KRX7R7BB104 19214-0603YC104KAT | KEMET VISHAY YAGEO AVX/KYOCERA | STE
3676 | 8 |  | C90,C91 | CTAOOC | 2235238-8 | 1 | Standard | Each | 2.0 | CAPA NPO 1NF 5% 25V 0603 | 19214-06033A102JAT 11962-CC0603JRNPO8BN102 | AVX/KYOCERA YAGEO | STE
3677 | 8 |  | C44 | CTAOOC | 2235238-28 | 3 | Standard | Each | 1.0 | CAPACITOR 180P, 1 percent, 50V, CERAMIC, C0G NPO, 0603 | 19214-06035A181FAT 11623-NMC0603NPO181F50TRPF 11962-CC0603FRNPO9BN181 18981-VJ0603A181FXA 02862-GRM1885C1H181FA01 | AVX/KYOCERA NIC COMPONENTS CORPORATION YAGEO VISHAY MURATA | STE
3678 | 8 |  | C1,C29,C36,C55,C60-C62,C103-C106 | CTAOOC | 2235239-3 | 6 | Standard | Each | 11.0 | CAPACITOR X7R 10NF 10 PERCENT 50V 0603 | 08390 C0603C103K5RAC 03041 C1608X7R1H103K 18981-VJ0603Y103KXA 11962-CC0603KRX7R9BB103 03041-C1608X7R1H103K080AA 19214-06035C103KAT | KEMET TDK VISHAY YAGEO TDK AVX/KYOCERA | STE
3679 | 8 |  | C77 | CTAOOC | 2235238-6 | 3 | Standard | Each | 1.0 | CAPA NPO 220PF 5% 50V 0603 | 11962-CC0603JRNPO9BN221 08390 C0603C221J5GAC 00401-CEC14CW 220PF 5% 63V 03041-C1608C0G1H221J 18981-VJ0603A221JXA 03041-C1608C0G1H221J080AA | YAGEO KEMET EUROFARAD TDK VISHAY TDK | STE
3680 | 8 |  | C30,C38 | CTAOOC | 2235238-2 | 5 | Standard | Each | 2.0 | CAPA NPO 10PF 5% 50V 0603 | 00401-CEC14CW 10PF 5% 63V 03041-C1608C0G1H100D 19214-06035A100JAT 18981-VJ0603A100JXA 08390-C0603C100J5GAC 11962-CC0603JRNPO9BN100 03041-C1608C0G1H100D080AA | EUROFARAD TDK AVX/KYOCERA VISHAY KEMET YAGEO TDK | STE
3681 | 8 |  | R58,R60-R63,R67 | CTAOOC | 2292664-40 | 5 | Standard | Each | 6.0 | RESISTOR, 4K70, 0.1Percent, 63MW, THIN FILM, 25PPM, 0603 | 05498-BLU0603-4701-BT25W 10302-RNCF16-T9-4.70K-0.1% 18981-TNPW06034K70BEE 11962-RT0603BRD074K7L 00006-PCF-W0603LF-03-4701-B 06725-RN731JTTD4701B25 10302-RNCF0603BTE4K70 | RCD COMPONENTS INC. SEI VISHAY YAGEO IRC KOA SEI | STE
3682 | 8 |  | U9 | CTAOOC | 2252400-4 | 1 | Restricted | Each | 1.0 | POWER SUPPLY 5 VOLTS 306m AMPS 5 VOL REGULATED, 1000V ISOLATION, SO-28 | 00495-DCR010505UE4 | TEXAS INSTRUMENTS | STE
3683 | 8 |  | S1 | CTAOOC | 2253364-2 | 3 | Not Recommended | Each | 1.0 | SURFACE MOUNT DIP SWITCH, 4 POSITION GULL WING WITH POLYIMIDE TAPE SEAL MACHINE-INSERTABLE. WARNING: Unknown Whisker Risk | 05229-90HBW04PRT 00031-219004MST | GRAYHILL CTS CORP | STE
3684 | 8 |  | DS1-DS7 | CTAOOC | 2279219-2 | 1 | Standard | Each | 7.0 | LED GREEN LTST-C190G 0603 SMD | 18802 AP1608SGC 00941 HSMG-C190 11520 LTST-C190GKT 09050 PG1111C | KINGBRIGHT AVAGO TECHNOLOGIES LITE-ON STANLEY ELECTRIC CO LTD | STE
3685 | 8 |  | R73 | CTAOOC | 2292664-9 | 4 | Standard | Each | 1.0 | RESISTOR 10K OHMS .1 PERCENT, 0603 SMT 62.5 MW, 50 V MAX WORKING VOLTAGE | 06725-RN731JTTD1002B25 00006-PFC-W0603LF-03-1002-B 18981-TNPW060310K0BEE | KOA IRC VISHAY | STE
3686 | 8 |  | C88,C89 | CTAOOC | 2235239-21 | 2 | Standard | Each | 2.0 | CAPACITOR 0.22U, 10 PERCENT, 25V, CERAMIC, X7R, 0603 | 02862-GRM188R71E224KA88 11962-CC0603KRX7R8BB224 03041-C1608X7R1E224K 08390-C0603C224K3RAC 03041-C1608X7R1E224K080AC | MURATA YAGEO TDK KEMET TDK | STE
3687 | 8 |  | R68,R71 | CTAOOC | 2236238 | 2 | Standard | Each | 2.0 | RESISTOR, 0 OHM, THICK FILM, 0603, 1A, 0.05 OHM MAX | 02254-MCR03EZPJ000 18981-CRCW06030000Z0E 00078-CR0603J/000ELF 05498-ZC0603TW 06725-RK73Z1JT 11962-RC0603JR-070RL | ROHM VISHAY BOURNS RCD COMPONENTS INC. KOA YAGEO | STE
3688 | 8 |  | C109,C110 | CTAOOC | 2235239-14 | 1 | Standard | Each | 2.0 | CAPACITOR 33N, 10percent, 25V, CERAMIC, X7R, C0603 UM33nCC | 18981-VJ0603Y-333K-XX 08390-C0603C333K3RAC 19214-0603-3C-333-KAT | VISHAY KEMET AVX/KYOCERA | STE
3689 | 8 |  | R1-R4,R7-R9,R11,R13-R15,R17,R18,R20,R22-R24,R26,R30-R32,R34,R39,R55,R56,R79,R82-R85 | CTAOOC | 2324551-19 | 3 | Standard | Each | 30.0 | RESISTOR 2k OHMS 1 % .1 WATTS SMT 0603 THICK FILM | 06725-RK73H1JTTD2001F 11962-RC0603FR-072KL 18981-CRCW06032K00FKE 02254 MCR03EZPFX2001 00006-WCR0603LF2001F 05498-MC06032001FTW 10302-RMCF0603FT2K00 | KOA YAGEO VISHAY ROHM IRC RCD COMPONENTS INC. SEI | STE
3690 | 8 |  | R80,R81 | CTAOOC | 2324551-20 | 4 | Standard | Each | 2.0 | RESISTOR 20k OHMS 1 PERCENT .1 WATTS SMT 0603 THICK FILM | 11962-RC0603FR-0720KL 06725-RK73H1JTTD2002F 18981-CRCW060320K0FKE 00006-WCR0603LF2002F 02254 MCR03EZPFX2002 05498-MC06032002FTW 10302-RMCF0603FT20K0 | YAGEO KOA VISHAY IRC ROHM RCD COMPONENTS INC. SEI | STE
3691 | 8 |  | R37,R69 | CTAOOC | 2324551-39 | 3 | Standard | Each | 2.0 | RESISTOR 4.99k OHMS 1 % .1 WATTS SMT 0603 THICK FILM | 18981-CRCW06034K99FKE 11962-RC0603FR-074K99L 00006-WCR0603LF4991F 05498-MC06034991FTW 06725-RK73H1JTTD4991F 02254 MCR03EZPFX4991 10302-RMCF0603FT4K99 | VISHAY YAGEO IRC RCD COMPONENTS INC. KOA ROHM SEI | STE
3692 | 8 |  | R5,R6,R45 | CTAOOC | 2324551-4 | 4 | Standard | Each | 3.0 | RESISTOR 10k OHMS 1 PERCENT .1 WATTS SMT 0603 THICK FILM | 02254 MCR03EZPFX1002 06725-RK73H1JTTD1002F 10302-RMCF1/16-10K-1percent 00006-WCR0603LF1002F 18981-CRCW060310K0FKE 05498-MC06031002FTW 11962-RC0603FR-0710KL 10302-RMCF0603FT10K0 | ROHM KOA SEI IRC VISHAY RCD COMPONENTS INC. YAGEO SEI | STE
3693 | 8 |  | R66 | CTAOOC | 2324551-18 | 3 | Standard | Each | 1.0 | RESISTOR 200 OHMS 1 PERCENT .1 WATTS SMT 0603 THICK FILM | 11962-RC0603FR-07200RL 06725-RK73H1JTTD2000F 00006-WCR0603LF2000F 05498-MC06032000FTW 02254-MCR03EZPFX2000 18981-CRCW0603200RFKE 10302-RMCF0603FT200R | YAGEO KOA IRC RCD COMPONENTS INC. ROHM VISHAY SEI | STE
3694 | 8 |  | R33,R59 | CTAOOC | 2324551-3 | 3 | Standard | Each | 2.0 | RESISTOR 1k OHMS 1 PERCENT .1 WATTS SMT 0603 THICK FILM | 00006-WCR0603LF1001F 06725-RK73H1JTTD1001F 05498-MC06031001FTW 02254 MCR03EZPFX1001 11962-RC0603FR-071KL 18981-CRCW06031K00FKE 10302-RMCF0603FT1K00 | IRC KOA RCD COMPONENTS INC. ROHM YAGEO VISHAY SEI | STE
3695 | 8 |  | FL1,FL3,FL6-FL8 | CTAOOC | 2306384-3 | 1 | Standard | Each | 5.0 | FERRITE BEAD, 120 OHM at 100 MHZ, 150 MA RATING, 0603 PACKAGE | 18981-ILHB-0603ER121V | VISHAY | STE
3696 | 8 |  | R75-R78 | CTAOOC | 2324551-317 | 2 | Standard | Each | 4.0 | RESISTOR 51.1 OHMS 1 % .1 WATTS SMT 0603 THICK FILM | 02254 MCR03EZPFX51R1 11962-RC0603FR-0751R1L 00006-WCR0603LF51R1F 05498-MC060351R1FTW 18981-CRCW060351R1FKE 06725-RK73H1JTTD51R1F 10302-RMCF0603FT51R1 | ROHM YAGEO IRC RCD COMPONENTS INC. VISHAY KOA SEI | STE
3697 | 8 |  | R74 | CTAOOC | 2324551-333 | 2 | Standard | Each | 1.0 | RESISTOR 475 OHMS 1percent .1 WATTS SMT 0603 THICK FILM | 11962-RC0603FR-07475RL 18981-CRCW0603475RFKE 00078-CR0603FX4750ELF 05498-MC06034750FTW 06725-RK73H1JTTD4750F 02254-MCR03EZPFX4750 00006-WCR0603LF4750F 10302-RMCF0603FT475R | YAGEO VISHAY BOURNS RCD COMPONENTS INC. KOA ROHM IRC SEI | STE
3698 | 8 |  | R27 | CTAOOC | 2324551-91 | 2 | Standard | Each | 1.0 | RESISTOR 2.21k OHMS 1 % .1 WATTS SMT 0603 THICK FILM | 00006-WCR0603LF2211F 11962-RC0603FR-072K21L 05498-MC06032211FTW 02254 MCR03EZPFX2211 06725-RK73H1JTTD2211F 18981-CRCW06032K21FKE 10302-RMCF0603FT2K21 | IRC YAGEO RCD COMPONENTS INC. ROHM KOA VISHAY SEI | STE
3699 | 8 |  | R70 | CTAOOC | 2324551-163 | 2 | Standard | Each | 1.0 | RESISTOR 121k OHMS 1 % .1 WATTS SMT 0603 THICK FILM | 02254 MCR03EZPFX1213 06725-RK73H1JTTD1213F 00006-WCR0603LF1213F 11962-RC0603FR-07121KL 18981-CRCW0603121KFKE 05498-MC06031213FTW 10302-RMCF0603FT121K | ROHM KOA IRC YAGEO VISHAY RCD COMPONENTS INC. SEI | STE
3700 | 8 |  | R72 | CTAOOC | 2324551-193 | 2 | Standard | Each | 1.0 | RESISTOR 274k OHMS 1 % .1 WATTS SMT 0603 THICK FILM | 18981-CRCW0603274KFKE 05498-MC06032743FTW 11962-RC0603FR-07274KL 00006-WCR0603LF2743F 02254 MCR03EZPFX2743 06725-RK73H1JTTD2743F 10302-RMCF0603FT274K | VISHAY RCD COMPONENTS INC. YAGEO IRC ROHM KOA SEI | STE
3701 | 8 |  | R64,R65 | CTAOOC | 2324551-59 | 3 | Standard | Each | 2.0 | RESISTOR 121 OHMS 1 PERCENT .1 WATTS SMT 0603 THICK FILM | 00006-WCR0603LF1210F 06725-RK73H1JTTD1210F 11962-RC0603FR-07121RL 02254 MCR03EZPFX1210 18981-CRCW0603121RFKE 05498-MC06031210FTW 10302-RMCF0603FT121R | IRC KOA YAGEO ROHM VISHAY RCD COMPONENTS INC. SEI | STE
3702 | 8 |  | R12,R16,R19,R21,R25,R28,R29 | CTAOOC | 2324551-54 | 3 | Standard | Each | 7.0 | RESISTOR 511 OHMS 1 % .1 WATTS SMT 0603 THICK FILM | 18981-CRCW0603511RFKE 00006-WCR0603LF5110F 02254 MCR03EZPFX5110 11962-RC0603FR-07511RL 06725-RK73H1JTTD5110F 05498-MC06035110FTW 10302-RMCF0603FT511R | VISHAY IRC ROHM YAGEO KOA RCD COMPONENTS INC. SEI | STE
3703 | 8 |  | J3 | CTAOOC | 2402275 | 2 | Restricted | Each | 1.0 | CONNECTOR 5.08MM MSTB-GF, 1X2POS HEADER, RIGHT ANGLE, SCREW LOCK, TINNED, PWB2.4 | 11675 1776508 | PHOENIX CONTACTS | STE
3704 | 8 |  | C78,C79,C81,C83,C86,C87 | CTAOOC | 2385110-2 | 2 | Not Recommended | Each | 6.0 | CAPACITOR CERAMIC, X5R, 1UF, 10Percent, 25V, 0805 | 19214-08053D105KAT 08390-C0805C105K3PAC 02862-GRM216R61E105KA12 | AVX/KYOCERA KEMET MURATA | STE
3705 | 8 |  | C24,C28,C32,C54,C98,C108,C111-C112 | CTAOOC | 2385111 | 4 | Not Recommended | Each | 8.0 | CAPACITOR CERAMIC, X5R, 1UF, 10Percent, 10V, SMD 0603 | 07092-ECJ1VB1A105K 19214-CM105X5R105K10A 03041-C1608X5R1A105K 02862-GRM188R61A105KA61 03041-C1608X5R1A105K080AC | PANASONIC AVX/KYOCERA TDK MURATA TDK | STE
3706 | 8 |  | C85 | CTAOOC | 2385569-5 | 3 | Standard | Each | 1.0 | CAPACITOR CERAMIC, X5R, 10UF, 10Percent, 25V, SMD 1210 | 03041-C3225X5R1E106K 08390-C1210C106K3PAC 19214-CM32X5R106K25A 19214-12103D106KAT 03041-C3225X5R1E106K250AA | TDK KEMET AVX/KYOCERA AVX/KYOCERA TDK | STE
3707 | 8 |  | U10,U11 | CTAOOC | 2384570-2 | 1 | Standard | Each | 2.0 | OPTOELECTRONICS DIGITAL ISOLATOR 3.3V AND 5V TTL-CMOS COMPATIBLE, SO8 | 01649 ADUM1100BRZ | ANALOG DEVICES, INC. ANALOG DEVICES | STE
3708 | 8 |  | FL12,FL13 | CTAOOC | 2381824 | 1 | Standard | Each | 2.0 | FERRIT CHIP Z330 100MHZ 1.5A 0805 | 03041 MPZ2012S331A 02862 BLM21PG331SN1 | TDK MURATA | STE
3709 | 8 |  | L2,L3 | CTAOOC | 2367026-2 | 1 | Standard | Each | 2.0 | INDUCTOR NEW POWER 33U HENRYS 5 AMPS SMT SHIELDED PACKAGE | 00078-SRR1806-330M 07200-DS5022P-333MT | BOURNS COILCRAFT | STE
3710 | 8 |  | U2 | CTAOOC | 5128730-10 | 1 | Standard | Each | 1.0 | IC EPLD EPM1270, 1270 LE, 116 I-O, VCCINT 3.3V 2.5V, VCCIO 3.3V TO 1.5V, SPEED GRADE 5, TQFP144 | 10208-EPM1270T144C5N | ALTERA | STE
3711 | 8 |  | C75,C76,C92,C93 | CTAOOC | 5146178 | 4 | Standard | Each | 4.0 | CAPACITOR 0.47U, 10 percent, 16V, CERAMIC, X7R, 1608,U1600CS | 02862-GRM188R71C474KA88 03041-C1608X7R1C474K 08390-C0603C474K4RAC 03041-C1608X7R1C474K080AC | MURATA TDK KEMET TDK | STE
3712 | 8 |  | U17 | CTAOOC | 5151368-2 | 3 | Restricted | Each | 1.0 | LINEAR AMPLIFIER, 6.5-W MONO CLASS-D AUDIO POWER AMPLIFIER, 1 PER PKG, 20KHZ, 50MV OFFSET, TSSOP | 00495-TPA3007D1PWG4 00495-TPA3007D1PW | TEXAS INSTRUMENTS TEXAS INSTRUMENTS | STE
3713 | 8 |  | D1-D3 | CTAOOC | 5224726-2 | 1 | Standard | Each | 3.0 | DIODE, RECTIFIER, MURS120, 1A, 200V, 25NS REVERSE RECOVERY, SMB-J | 18846-MURS120T3G 18981-MURS120-E3 00037-MURS120-13-F | ON SEMICONDUCTOR VISHAY DIODES INC. | STE
3714 | 8 |  | CR17, CR22, CR23-CR24 | CTAOOC | 2408243-2 | 1 | Restricted | Each | 4.0 | DIODE, TVS, BIDIRECTIONAL, 350W PEAK, 13.3V VZ, 11A PEAK, GBLC12C, SOD323 PACKAGE | 10289-GBLC12C-LF | PROTEK DEVICES | STE
3715 | 8 |  | J1 | CTAOOC | 5124823 | 2 | Restricted | Each | 1.0 | CONNECTOR HEADER, 3 CONTACTS, PIN, RIGHT-ANGLE, 5A, 3MM PITCH, | 01525-43650-0302 | MOLEX | STE
3716 | 8 |  | CR3-CR12 | CTAOOC | 2408243 | 1 | Restricted | Each | 10.0 | U1813HE SEMICONDUCTOR DIODE 5 VOLTS 5U AMPS | 10289-GBLC05C-LF | PROTEK DEVICES | STE
3717 | 8 |  | Y1 | CTAOOC | 5409769 | 1 | Standard | Each | 1.0 | OSCILLATOR, 24.576 MHZ, 3.3V, CMOS, 50PPM, -10C TO 70C, 3.2X2.5MM SMT PACKAGE | 19214-KC3225A24.5760C30E00 19133-EB13E2D2H-24.576M 11682-SM4445TV-24.576M | AVX/KYOCERA ECLIPTEK PLETRONICS | STE
3718 | 8 |  | U6 | CTAComponent | 5450428 | 1 | Release | Each | 1.0 | 98dB,96kHz,Multi-Bit Audio AD Converter |  |  | HLE
3719 | 8 | 1 |  | CTACircuitBoard | 5451490 | 1 | Release | Each | 1.0 | PWB for Intercom Board |  |  | HLE
3720 | 8 |  | FL9,FL10 | CTAOOC | 5366219 | 1 | Restricted | Each | 2.0 | MAGNETICS, EMI COMMON MODE CHOKE, 2KOHMS AT 100MHZ, 200MA, 50V, 5X3.3MM SMD PACKAGE | 00078-DR221-333AE | BOURNS | STE
3721 | 8 |  | U4 | CTAOOC | 5394889 | 2 | Standard | Each | 1.0 | IC, AD CONVERTER, 12BITS, 4CHANNELS INPUT, SAR, T AND H, 0.5 TO 1MSPS, SERIAL OUT, 3V TO 5V VCC, ADC124S101C, MSOP10, 85C | 00036-ADC124S101CIMM/NOPB 00495-ADC124S101CIMM/NOPB | NATIONAL SEMICONDUCTOR TEXAS INSTRUMENTS | STE
3722 | 8 |  | U13,U14 | CTAOOC | 5268503-2 | 1 | Standard | Each | 2.0 | IC, TRANSCEIVER RS485-422, SINGLE, HALF DUPLEX, 16MBPS, 5V, MAX13088E, 15KV ESD PROT, SO8 | 07438-MAX13088ECSA+ 20003-SN65HVD3088EDG4 | MAXIM INTEGRATED PRODUCTS TEXAS INSTRUMENT INC. | STE
3723 | 8 |  | C70 | CTAOOC | 46-312294P3 | 3 | Restricted | Each | 1.0 | CAPACITOR TANTALUM, 3.3UF, 10Percent, 16V, SMD 3528 | 18981-293D335X9016B2TE3 08390-T491B335K016AT | VISHAY KEMET | STE
3724 | 8 |  | VR1,VR3 | CTAOOC | 2105122-2 | 3 | Standard | Each | 2.0 | REGULATOR AND REFERENCE VOLTAGE REGU INTERNAL OVERCURRENT LIMITING CIRCUITRY | 06921-LT1117CST-3.3#PBF 00495-REG1117-3.3G4 00036-LM1117MPX-3.3/NOPB 00495-LM1117MPX-3.3/NOPB | LINEAR TECHNOLOGY TEXAS INSTRUMENTS NATIONAL SEMICONDUCTOR TEXAS INSTRUMENTS | STE
3725 | 8 |  | VR2 | CTAOOC | 2105122-6 | 1 | Standard | Each | 1.0 | IC REG, LDO, +5V, 0.8A, LT1117, SOT223 | 06921-LT1117CST-5#PBF | LINEAR TECHNOLOGY | STE
3726 | 8 |  | C42,C43,C48,C50,C56 | CTAOOC | 46-302742P8 | 3 | Standard | Each | 5.0 | CAPACITOR FIXED 1u FARADS 35 VOLTS .138L .110W .075H 3528 SURFACE MOUNT DEVICE | 18981-293D105X9035B2TE3 08390-T491B105K035AT | VISHAY KEMET | STE
3727 | 8 |  | FL4,FL5 | CTAOOC | 46-312066P4 | 2 | Standard | Each | 2.0 | FERRITE BEAD 3.0A, 50OHM AT 100 MHZ SMT 1206 | 02862-BLM31PG500SN1 19114-HI1206T500R-10 | MURATA LAIRD TECHNOLOGIES | STE
3728 | 8 |  | J9 | CTAOOC | 46-289446P7 | 1 | Restricted | Each | 1.0 | CONNECTOR 2 CONTACTS 250 VOLTS 3 AMP SINGLE ROW, RIGHT ANGLE LOW PROFILE | 01525 70553-0001 | MOLEX | STE
3729 | 8 |  | J5-J7 | CTAOOC | 46-275208P2 | 2 | Restricted | Each | 3.0 | 003 CONT PCB MOUNT HSG RT ANGLE | 01525-70555-0072 | MOLEX | STE
3730 | 8 |  | J8 | CTAOOC | 2109908 | 7 | Standard | Each | 1.0 | CONNECTOR_NEW RECTANGULAR, D- 9 EACH D-SUBMINIATURE RIGHT ANGLE CONNECTOR FRONT METAL SHELL 9 PINS 747840-4 | 18996-5747840-4 01940-6E17-C-009-P-AJ-1-21 10099-09 68 163 5812 00214-D09P33E6GX00LF | TE CONNECTIVITY AMPHENOL HARTING FCI | STE
3731 | 8 |  | J2 | CTAOOC | 2106009-6 | 1 | Restricted | Each | 1.0 | CONNEC LOW-PROF TRANSI 10C HEAD STR | 01940 821-A010P-AM-A00 00214-75869-101LF 00266-N2510-6002RB 10099-09 18 510 6324 18996-5103308-1 | AMPHENOL FCI 3M (MINNESOTA MINING MFG) HARTING TE CONNECTIVITY | STE
3732 | 7 | 1 |  | CTASoftware | 5474007 | 2 | Release | Each | 1.0 | Precision THUNIS-800+ Intercom firmware |  |  | CCX
3733 | 6 | 17 |  | CTAComponent | 5455375 | 2 | Release | Each | 1.0 | Speaker Cover |  |  | CCX
3734 | 6 | 16 |  | CTAComponent | 5452025 | 1 | Release | Each | 2.0 | Cable Gate |  |  | CCX
3735 | 6 | 11 |  | CTAComponent | 5445416-2 | 1 | Release | Each | 3.0 | AVID PRODUCTS STEEL P-CLAMP or R-clamp DIA6.4, WIDE9.7, 19243-SCP-4-323-203 |  |  | HLE
3736 | 6 | 12 |  | CTAComponent | 5445416-4 | 1 | Release | Each | 3.0 | AVID PRODUCTS STEEL P-CLAMP or R-clamp DIA9.5, WIDE12.7,19243-SCP-6-325-265 |  |  | HLE
3737 | 6 | 22 |  | CTAComponent | 5491255 | 1 | Release | Each | 1.0 | DIN rail-35, 7.5 |  |  | CCX
3738 | 6 | 9 |  | CTAAssembly | 5444084 | 2 | Release | Each | 1.0 | SPK assembly |  |  | CCX
3739 | 6 | 8 |  | CTAComponent | 5441108 | 1 | Release | Each | 1.0 | Desk Gate |  |  | CCX
3740 | 6 | 21 |  | CTAComponent | 5491254 | 1 | Release | Each | 1.0 | Insulation spacer |  |  | CCX
3741 | 6 | 26 |  | CTAComponent | 5496536 | 1 | Release | Each | 1.0 | PS800R MIC cover |  |  | CCX
3742 | 6 | 24 |  | CTAComponent | C2106-M4-02 | 3 | Release | Each | 31.0 | Spring Lock Washer, M4, Zinc plated, Rohs Fastener | 24140-C2106-M4-02 | TR FORMAC DIV OF TR FASTENINGS | HLE
3743 | 6 | 15 |  | CTAAssembly | 5450451 | 2 | Release | Each | 1.0 | Gooseneck MIC assembly |  |  | CCX
3744 | 6 | 14 |  | CTAAssembly | 5449180 | 1 | Release | Each | 1.0 | Desk Frame |  |  | CCX
3745 | 7 | 1 |  | CTAComponent | 1000-M6C020-04 | 4 | Release | Each | 36.0 | Hexagon Socket Head Cap Screw, M6-1, X20mm Long, Grade 8.8 Steel, Zinc Plated, RoHS Fastener | 11060-M6C20KCSC9Z6/912 10487-1000-M6C020-04 24140-M6/20/SOHTCS/TC1D/DIN912 20589-10948-03240 A0996-BN 4 M6 x 20mm CR6+FREE | ANIXTER OHTA TR FORMAC DIV OF TR FASTENINGS FASTENAL COMPANY BOSSARD | STM
3746 | 7 | 3 |  | CTAComponent | 1009-M4P2C9P5-29 | 1 | Release | Each | 4.0 | Cross Recessed Pan Head Tapping Screw, ST 4,2 X 9.5mm Long, Steel, Zinc Plated, RoHS Fastener | A0996-BN 994 ST 4.2 X 9.5mm CR6FREE 11060-M4.2N9.5TXPSTZ6/7981C 24140-4.2/9.5/PPSTAB/TC1D | BOSSARD ANIXTER TR FORMAC DIV OF TR FASTENINGS | STM
3747 | 7 | 4 |  | CTAComponent | 1010-M4C010-14 | 2 | Release | Each | 5.0 | Phillips Flat Head Screw, ISO 7046, M4-0.7, X10mm Long, Grade 4.8 Steel, Zinc Plated, RoHS Fastener | 20589-10948-03508 11060-M4C10MXFSTZ6/965A 24140-M4/10/KPSTMC/TC1/DIN965 | FASTENAL COMPANY ANIXTER TR FORMAC DIV OF TR FASTENINGS | STM
3748 | 7 | 2 |  | CTAComponent | 1007-M4C010-14 | 2 | Release | Each | 8.0 | Phillips Pan Head Screw, ISO 7045, M4-0.7, X10mm Long, Grade 4.8 Steel, Zinc Plated, RoHS Fastener | 11060-M4C10MXPSTZ6/7985 20589-10948-03570 24140-M4/10/PPSTMC/TC1/ISO7045 | ANIXTER FASTENAL COMPANY TR FORMAC DIV OF TR FASTENINGS | STM
3749 | 7 | 5 |  | CTAComponent | 2000-M4-03 | 3 | Release | Each | 8.0 | FLAT WASHER - NORMAL SERIES, ISO 7089, M4 CLASS 200H STEEL, ZINC PLATED RoHS FASTENER | 24140-M4/-/PWSTWA/TC1/DIN125 10487-2000-M4-03 A0996-BN 343 M4 CR6+FREE 24432-11103691 11060-M4NWSFSTZ6/125ATP | TR FORMAC DIV OF TR FASTENINGS OHTA BOSSARD FASTENAL ANIXTER | STM
3750 | 7 | 7 |  | CTAComponent | C2106-M4-02 | 3 | Release | Each | 8.0 | Spring Lock Washer, M4, Zinc plated, Rohs Fastener | 24140-C2106-M4-02 | TR FORMAC DIV OF TR FASTENINGS | HLE
3751 | 7 | 8 |  | CTAComponent | C2106-M6-02 | 3 | Release | Each | 36.0 | Spring Lock Washer, M6, Zinc plated, Rohs Fastener | 24140-C2106-M6-02 | TR FORMAC DIV OF TR FASTENINGS | HLE
3752 | 7 | 9 |  | CTAAssembly | 5457200 | 1 | Release | Each | 1.0 | Desk right bracket |  |  | CCX
3753 | 8 | 1 |  | CTAComponent | 3000-M10C-04 | 1 | Release | Each | 1.0 | Hexagon Nut, ISO4032, M10-1.5, Grade 8 Steel, Zinc Plated, RoHS Fastener | 20589-10948-03690 11060-M10CNFHC7Z6/4032 | FASTENAL COMPANY ANIXTER | STM
3754 | 8 | 4 |  | CTAComponent | 5460241 | 1 | Release | Each | 1.0 | Desk bracket foot cover |  |  | CCX
3755 | 8 | 6 |  | CTAComponent | 5442172 | 1 | Release | Each | 1.0 | Desk bracket front cover |  |  | CCX
3756 | 8 | 5 |  | CTAComponent | 5447807 | 1 | Release | Each | 2.0 | Desk bracket corner |  |  | CCX
3757 | 8 | 3 |  | CTAComponent | 5450649 | 1 | Release | Each | 1.0 | Desk bracket top cover |  |  | CCX
3758 | 8 | 2 |  | CTAComponent | 5438177 | 1 | Release | Each | 1.0 | Desk right bracket base |  |  | CCX
3759 | 8 | 9 |  | CTAComponent | 5491623 | 1 | Release | Each | 1.0 | Reinforecing plate |  |  | CCX
3760 | 8 | 10 |  | CTAComponent | 5496544 | 1 | Release | Each | 1.0 | Console caster install column |  |  | CCX
3761 | 8 | 8 |  | CTAComponent | 5491622 | 1 | Release | Each | 2.0 | Screw guidance |  |  | CCX
3762 | 8 | 7 |  | CTAComponent | 5445400 | 1 | Release | Each | 2.0 | Desk bracket head |  |  | CCX
3763 | 7 | 6 |  | CTAComponent | 2000-M6-03 | 3 | Release | Each | 36.0 | Flat Washer, ISO7089, M6, Steel 200HV, Zinc Plated, RoHS Fastener | 20589-10948-03457 10487-2000-M6-03 11060-M6NWSFSTZ6/125ATP 24140-M6/-/PWSTWA/TC1/DIN125 | FASTENAL COMPANY OHTA ANIXTER TR FORMAC DIV OF TR FASTENINGS | STM
3764 | 7 | 12 |  | CTAComponent | 5453939 | 1 | Release | Each | 1.0 | Desk foot bracket |  |  | CCX
3765 | 7 | 11 |  | CTAComponent | 5461016 | 1 | Release | Each | 3.0 | Rubber foot |  |  | CCX
3766 | 7 | 10 |  | CTAAssembly | 5461772 | 1 | Release | Each | 1.0 | Desk left bracket |  |  | CCX
3767 | 8 | 2 |  | CTAComponent | 5450649 | 1 | Release | Each | 1.0 | Desk bracket top cover |  |  | CCX
3768 | 8 | 1 |  | CTAComponent | 3000-M10C-04 | 1 | Release | Each | 2.0 | Hexagon Nut, ISO4032, M10-1.5, Grade 8 Steel, Zinc Plated, RoHS Fastener | 20589-10948-03690 11060-M10CNFHC7Z6/4032 | FASTENAL COMPANY ANIXTER | STM
3769 | 8 | 6 |  | CTAComponent | 5445400 | 1 | Release | Each | 2.0 | Desk bracket head |  |  | CCX
3770 | 8 | 5 |  | CTAComponent | 5442172 | 1 | Release | Each | 1.0 | Desk bracket front cover |  |  | CCX
3771 | 8 | 4 |  | CTAComponent | 5447807 | 1 | Release | Each | 2.0 | Desk bracket corner |  |  | CCX
3772 | 8 | 3 |  | CTAComponent | 5496584 | 1 | Release | Each | 1.0 | Desk left bracket foot cover |  |  | CCX
3773 | 8 | 9 |  | CTAComponent | 5436099 | 1 | Release | Each | 1.0 | Desk left bracket base |  |  | CCX
3774 | 8 | 8 |  | CTAComponent | 5491623 | 1 | Release | Each | 2.0 | Reinforecing plate |  |  | CCX
3775 | 8 | 7 |  | CTAComponent | 5491622 | 1 | Release | Each | 2.0 | Screw guidance |  |  | CCX
3776 | 8 | 10 |  | CTAAssembly | 5453095 | 2 | Release | Each | 1.0 | Desk left flitch |  |  | CCX
3777 | 9 | 1 |  | CTAComponent | 5443768 | 1 | Release | Each | 1.0 | Desk left flitch cover |  |  | CCX
3778 | 9 | 3 |  | CTAComponent | 5491622 | 1 | Release | Each | 3.0 | Screw guidance |  |  | CCX
3779 | 9 | 2 |  | CTAComponent | 5456422 | 1 | Release | Each | 1.0 | Desk left flitch base |  |  | CCX
3780 | 7 | 16 |  | CTAAssembly | 5491631 | 1 | Release | Each | 1.0 | Desk foot cover |  |  | CCX
3781 | 8 | 2 |  | CTAComponent | 5491629 | 1 | Release | Each | 1.0 | Rail bracket |  |  | CCX
3782 | 8 | 3 |  | CTAComponent | 5496590 | 1 | Release | Each | 1.0 | Cable holder |  |  | CCX
3783 | 8 | 1 |  | CTAComponent | 5453096 | 1 | Release | Each | 1.0 | Desk foot cover base |  |  | CCX
3784 | 7 | 14 |  | CTAComponent | 5461773 | 1 | Release | Each | 1.0 | Desk middle bracket |  |  | CCX
3785 | 7 | 15 |  | CTAComponent | 5457967 | 3 | Release | Each | 1.0 | Desktop |  |  | CCX
3786 | 7 | 13 |  | CTAComponent | 5456423 | 1 | Release | Each | 1.0 | Desk top bracket |  |  | CCX
3787 | 7 | 18 |  | CTAComponent | 5440505 | 1 | Release | Each | 1.0 | Panel foot cover |  |  | CCX
3788 | 7 | 17 |  | CTAComponent | 5448635 | 1 | Release | Each | 1.0 | Panel cable cover |  |  | CCX
3789 | 7 | 24 |  | CTAAssembly | 5496539 | 1 | Release | Each | 1.0 | Console caster |  |  | CCX
3790 | 8 | 2 |  | CTAComponent | 5496542 | 1 | Release | Each | 1.0 | Console caster bolt |  |  | CCX
3791 | 8 | 1 |  | CTAComponent | 5496541 | 1 | Release | Each | 1.0 | Console caster base |  |  | CCX
3792 | 8 | 4 |  | CTAComponent | 2000-M5-02 | 3 | Release | Each | 1.0 | Flat Washer, ISO7089, M5, Steel 140HV, Zinc Plated, RoHS Fastener | 11060-M5NWSFSTZ6/125A A0996-BN715 M5 CR6 Free 24140-M5/-/PWSTWA/TC1 20589-10948-03440 | ANIXTER BOSSARD TR FORMAC DIV OF TR FASTENINGS FASTENAL COMPANY | STM
3793 | 8 | 3 |  | CTAComponent | 1000-M5C010-04 | 5 | Release | Each | 1.0 | Hexagon Socket Head Cap Screw, M5-0.8, X10mm Long, Grade 8.8 Steel, Zinc Plated, RoHS Fastener | 11060-M5C10KCSC9Z6/912 20589-11103207 10487-1000-M5C010-04 24140-M5/10/HHSTBL/TC1D A0996-BN 4 M5 x 10mm CR6+FREE | ANIXTER FASTENAL COMPANY OHTA TR FORMAC DIV OF TR FASTENINGS BOSSARD | STM
3794 | 7 | 20 |  | CTAComponent | 5436664 | 1 | Release | Each | 1.0 | Base Close Cover |  |  | HLE
3795 | 7 | 19 |  | CTAAssembly | 5498326 | 1 | Release | Each | 1.0 | Desk front cover |  |  | CCX
3796 | 8 | 1 |  | CTAComponent | 5439739 | 1 | Release | Each | 1.0 | Desk front cover base |  |  | CCX
3797 | 8 | 2 |  | CTAComponent | 5496590 | 1 | Release | Each | 19.0 | Cable holder |  |  | CCX
3798 | 6 | 25 |  | CTAComponent | 5496535 | 1 | Release | Each | 1.0 | PS800R MIC install base |  |  | CCX
3799 | 6 | 13 |  | CTAComponent | 5448392 | 1 | Release | Each | 1.0 | Mic Grounding Plate |  |  | CCX
3800 | 6 | 10 |  | CTAAssembly | 5499828 | 1 | Release | Each | 1.0 | Desk rear cover |  |  | CCX
3801 | 7 | 1 |  | CTAComponent | 5442978 | 1 | Release | Each | 2.0 | Back plate |  |  | CCX
3802 | 7 | 2 |  | CTAComponent | 5458710 | 1 | Release | Each | 1.0 | Desk rear cover plate |  |  | CCX
3803 | 6 | 23 |  | CTAComponent | 5491256 | 2 | Release | Each | 1.0 | Phoenix contact 2963860 |  |  | CCX
3804 | 5 | 6 |  | CTAComponent | 5461759 | 1 | Release | Each | 50.0 | NYLON BINDING TIE CLAMP KSS CV-180 tie wrap 180x3.6mm Max Bundle Dia 46mm |  |  | HLE
3805 | 5 | 3 |  | CTAComponent | 2106-M5-14 | 1 | Release | Each | 4.0 | Spring Lock Washer with Flat Ends JIS B1251, M5, Spring Stainless Steel, Rohs Fastener | 24140-2106-M5-14 | TR FORMAC DIV OF TR FASTENINGS | STM
3806 | 5 | 2 |  | CTAComponent | 2001-M5-02 | 3 | Release | Each | 4.0 | Large Flat Washer, ISO7093, M5, Steel 140HV, Zinc Plated, RoHS Fastener | 20589-10948-03468 11060-M5NWFESTZ6/9021B A0996-BN 729 M5 CR6+FREE 24140-M5/-/PWSTWA/TC1/DIN9021 | FASTENAL COMPANY ANIXTER BOSSARD TR FORMAC DIV OF TR FASTENINGS | STM
3807 | 5 | 7 |  | ECCCollectorPart | 5476923 | 2 | Release | Each | 1.0 | console desk and TDSP cables collector |  |  | HLE
3808 | 6 | 3 |  | CTAComponent | 5448158 | 2 | Release | Each | 1.0 | Console TDSP-IF board RS232 Cable |  |  | CCX
3809 | 6 | 1 |  | CTAComponent | 5448182 | 3 | Release | Each | 1.0 | Console TDSP-IF board communication Cable |  |  | CCX
3810 | 6 | 2 |  | CTAComponent | 5436432 | 4 | Release | Each | 1.0 | Console EM_SW and Cable |  |  | CCX
3811 | 6 | 8 |  | CTAComponent | 5460785 | 3 | Release | Each | 1.0 | Console Collimator light SW cable 1 |  |  | CCX
3812 | 6 | 7 |  | CTAComponent | 5442517 | 3 | Release | Each | 1.0 | Console table movig control cable |  |  | CCX
3813 | 6 | 5 |  | CTAComponent | 5458295 | 1 | Release | Each | 1.0 | Console LR JOYSTICK Cable |  |  | HLE
3814 | 6 | 6 |  | CTAComponent | 5459790 | 1 | Release | Each | 1.0 | Console Xray SW Cable |  |  | HLE
3815 | 6 | 4 |  | CTAComponent | 5439299 | 1 | Release | Each | 1.0 | Console UD JOYSTICK Cable |  |  | HLE
3816 | 6 | 12 |  | CTAComponent | 5445937 | 2 | Release | Each | 1.0 | Console Joystick base ground cable |  |  | HLE
3817 | 6 | 13 |  | CTAComponent | 5448363 | 2 | Release | Each | 1.0 | Console TDSP ground cable |  |  | HLE
3818 | 6 | 11 |  | CTAComponent | 5437145 | 1 | Release | Each | 1.0 | PS800 Refresh console EM button base ground cable |  |  | HLE
3819 | 6 | 10 |  | CTAComponent | 5451993 | 3 | Release | Each | 1.0 | Console Vol adj. base ground cable |  |  | CCX
3820 | 6 | 9 |  | CTAComponent | 5445137 | 2 | Release | Each | 1.0 | Console Video adj. base ground cable |  |  | HLE
3821 | 6 | 15 |  | CTAComponent | 5442713 | 2 | Release | Each | 1.0 | Console Intercom Power cable |  |  | HLE
3822 | 6 | 14 |  | CTAComponent | 5482782 | 2 | Release | Each | 1.0 | Console foot-switch cable |  |  | CCX
3823 | 6 | 18 |  | CTAComponent | 5441903 | 3 | Release | Each | 1.0 | Console desk-E ground cable |  |  | CCX
3824 | 6 | 17 |  | CTAComponent | 5438693 | 3 | Release | Each | 1.0 | Console MIC base ground cable |  |  | CCX
3825 | 6 | 16 |  | CTAComponent | 5437711 | 3 | Release | Each | 1.0 | Console Intercom Power cable |  |  | CCX
3826 | 6 | 21 |  | CTAComponent | 5443329 | 3 | Release | Each | 1.0 | TDSP CN332 MIS Cable |  |  | HLE
3827 | 6 | 22 |  | CTAComponent | 5457533 | 3 | Release | Each | 1.0 | TDSP CN331 MIS Cable |  |  | HLE
3828 | 6 | 20 |  | CTAComponent | 5480546 | 2 | Release | Each | 1.0 | Console Mic enable cable |  |  | HLE
3829 | 6 | 19 |  | CTAComponent | 5451421 | 2 | Release | Each | 1.0 | Console monitor grounding cable |  |  | CCX
3830 | 5 | 4 |  | CTAAssembly | 5441942 | 5 | Release | Each | 1.0 | Panel assembly |  |  | CCX
3831 | 6 | 2 |  | CTAComponent | 1007-M3C008-14 | 2 | Release | Each | 41.0 | Phillips Pan Head Screw, ISO 7045, M3-0.5, X8mm Long, Grade 4.8 Steel, Zinc Plated, RoHS Fastener | 20589-10948-03564 11060-M3C8MXPSTZ6/7985 24140-M3/8/PPSTMC/TC1/ISO7045 A0996-BN 384 M3 x 8mm CR6+FREE 24432-91188 | FASTENAL COMPANY ANIXTER TR FORMAC DIV OF TR FASTENINGS BOSSARD FASTENAL | STM
3832 | 6 | 1 |  | CTAComponent | 1007-M2C006-14 | 1 | Release | Each | 4.0 | Phillips Pan Head Screw, ISO 7045, M2-0.4, X6mm Long, Grade 4.8 Steel, Zinc Plated, RoHS Fastener | 20589-10948-03557 11060-M2C6MXPSTZ6/7985 | FASTENAL COMPANY ANIXTER | STM
3833 | 6 | 4 |  | CTAComponent | 1007-M4C020-14 | 1 | Release | Each | 6.0 | Phillips Pan Head Screw, ISO 7045, M4-0.7, X20mm Long, Grade 4.8 Steel, Zinc Plated, RoHS Fastener | 20589-10948-03573 11060-M4C20MXPSTZ6/7985 | FASTENAL COMPANY ANIXTER | STM
3834 | 6 | 6 |  | CTAComponent | 1010-M4C010-14 | 2 | Release | Each | 4.0 | Phillips Flat Head Screw, ISO 7046, M4-0.7, X10mm Long, Grade 4.8 Steel, Zinc Plated, RoHS Fastener | 20589-10948-03508 11060-M4C10MXFSTZ6/965A 24140-M4/10/KPSTMC/TC1/DIN965 | FASTENAL COMPANY ANIXTER TR FORMAC DIV OF TR FASTENINGS | STM
3835 | 6 | 5 |  | CTAComponent | 1010-M3C008-14 | 1 | Release | Each | 10.0 | Phillips Flat Head Screw, ISO 7046, M3-0.5, X8mm Long, Grade 4.8 Steel, Zinc Plated, RoHS Fastener | 20589-10948-03502 11060-M3C8MXFSTZ6/965A | FASTENAL COMPANY ANIXTER | STM
3836 | 6 | 3 |  | CTAComponent | 1007-M4C010-14 | 2 | Release | Each | 4.0 | Phillips Pan Head Screw, ISO 7045, M4-0.7, X10mm Long, Grade 4.8 Steel, Zinc Plated, RoHS Fastener | 11060-M4C10MXPSTZ6/7985 20589-10948-03570 24140-M4/10/PPSTMC/TC1/ISO7045 | ANIXTER FASTENAL COMPANY TR FORMAC DIV OF TR FASTENINGS | STM
3837 | 6 | 8 |  | CTAComponent | 2000-M4-03 | 3 | Release | Each | 4.0 | FLAT WASHER - NORMAL SERIES, ISO 7089, M4 CLASS 200H STEEL, ZINC PLATED RoHS FASTENER | 24140-M4/-/PWSTWA/TC1/DIN125 10487-2000-M4-03 A0996-BN 343 M4 CR6+FREE 24432-11103691 11060-M4NWSFSTZ6/125ATP | TR FORMAC DIV OF TR FASTENINGS OHTA BOSSARD FASTENAL ANIXTER | STM
3838 | 6 | 9 |  | CTAComponent | 2106-M3-05 | 2 | Release | Each | 41.0 | Spring Lock Washer with Flat Ends JIS B1251, M3, Spring Steel, Zinc Plated, Rohs Fastener | 24140-MEP M3/SPSTWA/TC1D/JIS B1251 | TR FORMAC DIV OF TR FASTENINGS | STM
3839 | 6 | 7 |  | CTAComponent | 2000-M3-03 | 2 | Release | Each | 41.0 | WASHER PLAIN - LARGE 3.2 MM 7 MM , HV200, Steel, Zinc plate RoHS Washer | 10487-2000-M3-03 23983-6083737 24140-200-M3-03 | OHTA BOSSARD CHINA TR FORMAC DIV OF TR FASTENINGS | STM
3840 | 6 | 11 |  | CTAAssembly | 5437160 | 3 | Release | Each | 1.0 | Contrast ADJ. assembly |  |  | CCX
3841 | 6 | 13 |  | CTAComponent | 5440049 | 2 | Release | Each | 13.0 | PS800R SID Lift Button |  |  | CCX
3842 | 6 | 12 |  | CTAAssembly | 5438501 | 2 | Release | Each | 1.0 | Console MIC ADJ. assembly |  |  | CCX
3843 | 6 | 10 |  | CTAAssembly | 5437157 | 3 | Release | Each | 1.0 | Brightenss ADJ. assembly |  |  | CCX
3844 | 6 | 15 |  | CTAComponent | 5441110 | 4 | Release | Each | 1.0 | SID 120 Cover |  |  | CCX
3845 | 6 | 18 |  | CTAComponent | 5445221 | 4 | Release | Each | 2.0 | Potentiometer Cup |  |  | CCX
3846 | 6 | 16 |  | CTAComponent | 5441932 | 1 | Release | Each | 1.0 | Emergency Stop Bracket |  |  | CCX
3847 | 6 | 14 |  | CTAComponent | 5441109 | 5 | Release | Each | 1.0 | Panel cover |  |  | CCX
3848 | 6 | 20 |  | CTAComponent | 5445992 | 2 | Release | Each | 2.0 | resistor |  |  | CCX
3849 | 6 | 17 |  | CTAComponent | 5498232 | 1 | Release | Each | 2.0 | Tilting handle bracket |  |  | CCX
3850 | 6 | 19 |  | CTAComponent | 5445970 | 3 | Release | Each | 1.0 | SID 105 Cover |  |  | CCX
3851 | 6 | 21 |  | CTAComponent | 5449182 | 6 | Release | Each | 1.0 | SPK key cover |  |  | CCX
3852 | 6 | 24 |  | CTAComponent | 5451203 | 4 | Release | Each | 1.0 | SID 150 Cover |  |  | CCX
3853 | 6 | 23 |  | CTAComponent | 5450433 | 2 | Release | Each | 1.0 | X-ray CONTROL Lever |  |  | CCX
3854 | 6 | 25 |  | CTAComponent | 5498231 | 1 | Release | Each | 2.0 | Key bracket |  |  | CCX
3855 | 6 | 22 |  | CTAComponent | 5449183 | 1 | Release | Each | 1.0 | Potentiometer Bracket |  |  | CCX
3856 | 6 | 27 |  | CTAComponent | 5456188 | 1 | Release | Each | 2.0 | Knob Bracket |  |  | CCX
3857 | 6 | 26 |  | CTAComponent | 5454583 | 1 | Release | Each | 2.0 | Tilting Handle |  |  | CCX
3858 | 6 | 32 |  | CTAComponent | 5461565 | 2 | Release | Each | 2.0 | ROTARY SWITCH |  |  | CCX
3859 | 6 | 30 |  | CTAComponent | 5460817 | 2 | Release | Each | 1.0 | Panel cover film |  |  | HLE
3860 | 6 | 31 |  | CTAComponent | 5460818 | 1 | Release | Each | 2.0 | Tilting Handle base |  |  | CCX
3861 | 6 | 29 |  | CTAComponent | 5459997 | 1 | Release | Each | 2.0 | Cable bundler |  |  | CCX
3862 | 6 | 28 |  | CTAComponent | 5498230 | 1 | Release | Each | 1.0 | Handle bracket |  |  | CCX
3863 | 6 | 34 |  | CTAAssembly | 5473933 | 5 | Release | Each | 1.0 | TDSP Board Assembly |  |  | CCX
3864 | 7 | 1 |  | CTASoftware | 5474005 | 1 | Release | Each | 1.0 | Precision THUNIS-800+ TDSP Firmware |  |  | HLE
3865 | 7 | 2 |  | CTACircuitBoard | 5446243 | 4 | Release | Each | 1.0 | Precision THUNIS-800+ TDSP Board PWA |  |  | CCX
3866 | 8 |  | J1,J3 | CTAOOC | 2213607 | 7 | Standard | Each | 2.0 | CONNEC SUBD 9C PWB STR PLUG+440LK | 10099-09 65 161 5713 00214-D09P24A6GV00LF | HARTING FCI | STE
3867 | 8 |  | FL10,FL11 | CTAComponent | 5482604 | 1 | Release | Each | 2.0 | CHIP EMIFIL Capacitor Type |  |  | HLE
3868 | 8 |  | 1LD-3LD | CTAOOC | 2410071 | 1 | Not Recommended | Each | 3.0 | LED 7 SEGMENT DISPLAY COMMON ANODE GREEN. WARNING: Unknown Whisker Risk | 00941 HDSP-A901 11520 LTS-3861G-H1 | AVAGO TECHNOLOGIES LITE-ON | STE
3869 | 8 |  | U33 | CTAOOC | 5135116-3 | 1 | Standard | Each | 1.0 | PROGRAMMABLE CPLD, 2210 LOGIC ELEMENTS, MAX_II, 1.5-3.3V I_O VOLTAGE, 2.5-3.3V SUPPLY, 204 IO PINS, FBGA 256 | 10208-EPM2210F256C5N | ALTERA | STE
3870 | 8 |  | 1FSCN,335CN-338CN,EM_STOP_CN | CTAOOC | 5122576 | 2 | Not Recommended | Each | 6.0 | CONNECTOR 2.54MM AMPMODU, 1X4POS HEADER, STRAIGHT, SHROUDED , 0.8um GOLD, PWB2.4. WARNING: Unknown Whisker Risk | 18996-280371-3 | TE CONNECTIVITY | STE
3871 | 8 |  | C124 | CTAOOC | 2385569-5 | 3 | Standard | Each | 1.0 | CAPACITOR CERAMIC, X5R, 10UF, 10Percent, 25V, SMD 1210 | 03041-C3225X5R1E106K 08390-C1210C106K3PAC 19214-CM32X5R106K25A 19214-12103D106KAT 03041-C3225X5R1E106K250AA | TDK KEMET AVX/KYOCERA AVX/KYOCERA TDK | STE
3872 | 8 | 1 |  | CTACircuitBoard | 5436150 | 1 | Release | Each | 1.0 | PWB for Precision THUNIS-800+ TDSP Board |  |  | HLE
3873 | 8 |  | R55-R61,R68-R72,R190-R192,R222-R230 | CTAOOC | 2285457-25 | 1 | Standard | Each | 24.0 | RESISTOR 1k OHMS 5 % 500m WATTS | 02254-MCR50JZHJ102 00006-WCR2010LF102J 18981-CRCW20101K00JNE 11962-RC2010JK-071KL 06725-RK73B2HTTE102J | ROHM IRC VISHAY YAGEO KOA | STE
3874 | 8 |  | C8,C13 | CTAOOC | 46-302742P8 | 3 | Standard | Each | 2.0 | CAPACITOR FIXED 1u FARADS 35 VOLTS .138L .110W .075H 3528 SURFACE MOUNT DEVICE | 18981-293D105X9035B2TE3 08390-T491B105K035AT | VISHAY KEMET | STE
3875 | 8 |  | CR3-CR9 | CTAOOC | 5391885 | 1 | Restricted | Each | 7.0 | PROTECTION TRANSIENT SUPPRESSOR, 300W, 24V, SOT23-6 | 21202-SMS24C.TCT | SEMTECH | STE
3876 | 8 |  | DS5-DS7,DS11 | CTAOOC | 5453565 | 1 | Restricted | Each | 4.0 | LED YELLOW, STRAIGHT, 2 PER PKG, 8.89 MM X 8.89 MM | 22942-HLMP-2755 | AVAGO | STE
3877 | 8 |  | U3,U5,U8,U9,U13,U14 | CTAOOC | 2364058-4 | 1 | Standard | Each | 6.0 | I.C PHOTOCOUP X4 SOL16 4.4MM | 18981-TCMT4100 22942-ACPL-247-560E | VISHAY AVAGO | STE
3878 | 8 |  | 331CN-333CN | CTAOOC | 46-221703P17 | 4 | Restricted | Each | 3.0 | CONNECTOR, 2.54MM, 2X25POS, STRAIGHT, LONG LATCHES, 4-WALL AMP PART IS RESTRICTED DUE TO THE FACT THAT IT REQUIRES A .250 LONG SCREW TO RETAIN IT. | 00266-N3433-6303RB | 3M (MINNESOTA MINING MFG) | STE
3879 | 8 |  | S3-S5, S7-S14 | CTAComponent | 5446770 | 1 | Release | Each | 11.0 | short-travel keyswitch |  |  | HLE
3880 | 8 |  | R54,R62-R67,R73-R93,R98,R170,R175,R180,R181,R200,R204-R206,R218,R220,R221,R231-R244 | CTAOOC | 5312051-10 | 1 | Restricted | Each | 54.0 | RESISTOR 1K, 0.1PERCENT, 0.25W, 25PPM, 1206 | 18981-TNPW12061K00BEEA 06725-RN73H2BTTD1001B25 11962-RT1206BRD071KL 05498-BLU1206-1001-BT25W | VISHAY KOA YAGEO RCD COMPONENTS INC. | STE
3881 | 8 |  | R99,R106-R109,R117,R118,R125,R126,R139,R140,R142-R147,R151-R159,R211 | CTAOOC | 5245267-2 | 2 | Restricted | Each | 27.0 | RESISTOR 33 OHM, NON-MAGNETIC, 2 PERCENT, 100MW, FILM, 100PPM, 0603 | 23828-CHR0603 33 OHM +-2% | SRT RESISTOR TECHNOLOGY GMBH | STE
3882 | 8 |  | R193 | CTAOOC | 5160167 | 2 | Standard | Each | 1.0 | RESISTOR, 0R, THICK FILM, 2512, 2A, 0.05 OHM | 18981-CRCW25120000Z0E 11962-RC2512JK-070RL 06725-RK73Z3AT 02254-MCR100JZHJ000 | VISHAY YAGEO KOA ROHM | STE
3883 | 8 |  | J2 | CTAOOC | 2106009-6 | 1 | Restricted | Each | 1.0 | CONNEC LOW-PROF TRANSI 10C HEAD STR | 01940 821-A010P-AM-A00 00214-75869-101LF 00266-N2510-6002RB 10099-09 18 510 6324 18996-5103308-1 | AMPHENOL FCI 3M (MINNESOTA MINING MFG) HARTING TE CONNECTIVITY | STE
3884 | 8 |  | U2,U6,U17-U22 | CTAOOC | 2111738-3 | 1 | Restricted | Each | 8.0 | DARLINGTON ARRAY,8 CHANNEL,OPEN COLLECTOR,50V,500MA,SOL18 | 00495-ULN2803ADW | TEXAS INSTRUMENTS | STE
3885 | 8 |  | R210 | CTAOOC | 46-312792P18 | 2 | Standard | Each | 1.0 | RESISTOR 10 OHMS 1 PERCENT .125 WATTS SURFACE MOUNTING 100PPM/DEG C 100V L .079 W .050 T .018 | 18981-CRCW080510R0FKE 11962-RC0805FR-0710RL 05498-MC080510R0FTW 00006-WCR0805LF10R0F | VISHAY YAGEO RCD COMPONENTS INC. IRC | STE
3886 | 8 |  | R100 | CTAOOC | 46-312792P11 | 4 | Standard | Each | 1.0 | RESISTOR 2k OHMS 1 % .125 WATTS 100V 100PPM/C | 18981-CRCW08052K00FKE 11623-NRC10F2001TRF 00006-WCR0805LF2001F 06725-RK73H2ATTD2001F 05498-MC08052001FTW | VISHAY NIC COMPONENTS CORPORATION IRC KOA RCD COMPONENTS INC. | STE
3887 | 8 |  | R9-R24,R29-R36,R38-R46,R97,R101-R105,R110,R111,R113-R116,R119-R124,R127-R138,R141,R171-R174,R176-R179,R182-R185,R212 | CTAOOC | 46-312792P13 | 4 | Standard | Each | 77.0 | RESISTOR 1k OHMS 1 PERCENT .125 WATTS 0805 CASE SIZE | 11623-NRC10F1001TRF 05498-MC08051001FTW 18981-CRCW08051K00FKE 06725-RK73H2ATTD1001F 00006-WCR0805LF1001F | NIC COMPONENTS CORPORATION RCD COMPONENTS INC. VISHAY KOA IRC | STE
3888 | 8 |  | R1-R8,R25-R28,R160-R169,R194-R199,R201-R203,R219 | CTAOOC | 46-312792P16 | 4 | Standard | Each | 32.0 | RESISTOR 332 OHMS 1 % .125 WATTS 100V 0805 CASE SIZE THICK FILM +-100 PPM/C | 06725-RK73H2ATTD3320F 05498-MC08053320FTW 18981-CRCW0805332RFKE 00006-WCR0805LF3320F | KOA RCD COMPONENTS INC. VISHAY IRC | STE
3889 | 8 |  | R94-R96,R112,R186-R189 | CTAOOC | 46-312792P7 | 4 | Standard | Each | 8.0 | RESISTOR 10k OHMS 1 PERCENT .125 WATTS SURFACE MOUNTING 0805 PACKAGE 100 PPM/DEGREE C 100V L .079 W .050 T .018 | 11623-NRC10F1002TRF 05498-MC08051002FTW 18981-CRCW080510K0FKE 00006-WCR0805LF1002F 06725-RK73H2ATTD1002F | NIC COMPONENTS CORPORATION RCD COMPONENTS INC. VISHAY IRC KOA | STE
3890 | 8 |  | D3 | CTAOOC | 46-311083P2 | 3 | Standard | Each | 1.0 | BAV70 SWITCHING DIODE DUAL SER SW VR-70V VF-1.25V 200 MA SOT23 | 18846-BAV70LT1G 18889-BAV 70 E6327 18889-BAV70E6327HTSA1 | ON SEMICONDUCTOR INFINEON TECHNOLOGIES AG INFINEON TECHNOLOGIES AG | STE
3891 | 8 |  | C6,C9-C12,C14-C19,C21,C23-C30,C71-C73,C78-C88,C91-C121 | CTAOOC | 2187107-6 | 3 | Not Recommended | Each | 65.0 | CAPACITOR FIXED .1u FARADS 50 VOLTS | 08390 C0805C104K5RAC 07945-CL21B104KBCNNNC | KEMET SAMSUNG | STE
3892 | 8 |  | C33 | CTAOOC | 2187107-10 | 2 | Standard | Each | 1.0 | CAPACITOR CERAMIC X7R, 1UF 10Percent, 16V, SMD 0805 | 02862-GRM21BR71C105KA01 19214-0805YC105KAT | MURATA AVX/KYOCERA | STE
3893 | 8 |  | C1-C3 | CTAOOC | 2187107-11 | 1 | Standard | Each | 3.0 | CAPACITOR FIXED .027u FARADS 50 VOLT 10% TOLERANCE; 0805 CASE SIZE; X7R | 19214 08055C273KAT 08390 C0805C273K5RAC 18981-VJ0805Y273KXA 11623-NMC0805X7R273K50TRPF 02862-GRM219R71H273KA01 | AVX/KYOCERA KEMET VISHAY NIC COMPONENTS CORPORATION MURATA | STE
3894 | 8 |  | U7 | CTAOOC | 2154023 | 2 | Standard | Each | 1.0 | INT DRIVER LIGN 26C31 SO16 .15 SMD | 00036-DS26C31TM NOPB 00495-AM26C31IDE4 00495-DS26C31TM NOPB | NATIONAL SEMICONDUCTOR TEXAS INSTRUMENTS TEXAS INSTRUMENTS | STE
3895 | 8 |  | C4,C62-C70,C74-C77 | CTAOOC | 2187107-3 | 1 | Standard | Each | 14.0 | CAPACITOR FIXED .01u FARADS 50 VOLTS | 08390 C0805C103K5RAC 19214-08055C103KAT | KEMET AVX/KYOCERA | STE
3896 | 8 |  | J4 | CTAOOC | 2115384-2 | 2 | Standard | Each | 1.0 | FASTON TAB, 6.3X0.8MM, STRAIGHT, 5.08MM PITCH, PWB3.2, TINNED | 04947-1287 18996-1217056-1 | KEYSTONE ELECTRONICS CORP TE CONNECTIVITY | STE
3897 | 8 |  | 334CN | CTAOOC | 2227700-6 | 4 | Standard | Each | 1.0 | CONNECT TRANSIT+LATCH 40C HEADER STR | 00214-71918-140LF 00266-N3432-6302RB 18996-5499206-9 10099-09 18 540 5904 | FCI 3M (MINNESOTA MINING MFG) TE CONNECTIVITY HARTING | STE
3898 | 8 |  | TP4-TP9 | CTAOOC | 2233921 | 2 | Standard | Each | 6.0 | TEST POINT, SMD 1005 | 04947 5015 ZZC70-TP-108-02-1-T | KEYSTONE ELECTRONICS CORP COMPONENTS CORPORATION | STE
3899 | 8 |  | C7,C20,C22,C32,C34-C40,C42,C44,C46,C48-C61,C125-C128 | CTAOOC | 2235239-6 | 2 | Standard | Each | 32.0 | CAPACITOR X7R 100NF 10% 16V 0603 | 08390 C0603C104K4RAC 18981-VJ0603Y104KXJ 11962-CC0603KRX7R7BB104 19214-0603YC104KAT | KEMET VISHAY YAGEO AVX/KYOCERA | STE
3900 | 8 |  | R207-R209,R213-R217 | CTAOOC | 2236238 | 2 | Standard | Each | 8.0 | RESISTOR, 0 OHM, THICK FILM, 0603, 1A, 0.05 OHM MAX | 02254-MCR03EZPJ000 18981-CRCW06030000Z0E 00078-CR0603J/000ELF 05498-ZC0603TW 06725-RK73Z1JT 11962-RC0603JR-070RL | ROHM VISHAY BOURNS RCD COMPONENTS INC. KOA YAGEO | STE
3901 | 8 |  | D1,D2,D4-D15 | CTAOOC | 2212279 | 2 | Standard | Each | 14.0 | DIODE, RECTIFIER, 200V 2A, SMB PACKAGE | 00124-STTH2R02U 18981-ES2D-E3/52T | ST MICROELECTRONICS VISHAY | STE
3902 | 8 |  | C89,C90 | CTAOOC | 2212396-6 | 1 | Restricted | Each | 2.0 | CAPACITOR FIXED 100u FARADS 50 VOLTS ALUMINUM ELECTROLYTIC SMT 10X10MM | 06533-UWS1H101MCL1GS | NICHICON CORPORATION | STE
3903 | 8 |  | U1,U15,U16 | CTAOOC | 2211252-15 | 2 | Standard | Each | 3.0 | LOGIC 74AHC-VHC373 TSSOP20 | 18846-MC74VHC373DTR2G 00495-SN74AHC373PWG4 | ON SEMICONDUCTOR TEXAS INSTRUMENTS | STE
3904 | 8 |  | U26 | CTAOOC | 2211252-5 | 4 | Standard | Each | 1.0 | LOGIC 74AHC-VHC14 TSSOP14 | 00495-SN74AHC14PWG4 18846-MC74VHC14DTG 00495-SN74AHC14PWE4 00495 SN74AHC14PW | TEXAS INSTRUMENTS ON SEMICONDUCTOR TEXAS INSTRUMENTS TEXAS INSTRUMENTS | STE
3905 | 8 |  | DS1-DS4,DS8-DS10,DS12-DS16 | CTAOOC | 2279219-2 | 1 | Standard | Each | 12.0 | LED GREEN LTST-C190G 0603 SMD | 18802 AP1608SGC 00941 HSMG-C190 11520 LTST-C190GKT 09050 PG1111C | KINGBRIGHT AVAGO TECHNOLOGIES LITE-ON STANLEY ELECTRIC CO LTD | STE
3906 | 8 |  | Y1 | CTAOOC | 2304499-20 | 4 | Standard | Each | 1.0 | CRYSTAL OSCILLATOR 12.288 MHZ, 3.3VOLTS, TTL_CMOS, 50PPM FREQ TOLERANCE, 5X7.5 BODY SIZE | 19133-EC2645TTS-12.288M 19214-KC7050C-12.2880-C30E00 05968-S1803B-12.2880 20038-124-12.288-1 05968-S1613B-12.2880 11718-CO4305S-12.288-T | ECLIPTEK AVX/KYOCERA PERICOM, FORMERLY SARONIX FOX ELECTRONICS PERICOM, FORMERLY SARONIX RALTRON (FORMERLY SHOWA) | STE
3907 | 8 |  | FL1-FL9,FL12-FL14 | CTAOOC | 2306384-4 | 1 | Restricted | Each | 12.0 | FERRITE BEAD 1000 OHM at 100 MHZ 400 MA RATING, 0603 PACKAGE | 02862 BLM18AG102SN1 | MURATA | STE
3908 | 8 |  | S1 | CTAOOC | 2253364-2 | 3 | Not Recommended | Each | 1.0 | SURFACE MOUNT DIP SWITCH, 4 POSITION GULL WING WITH POLYIMIDE TAPE SEAL MACHINE-INSERTABLE. WARNING: Unknown Whisker Risk | 05229-90HBW04PRT 00031-219004MST | GRAYHILL CTS CORP | STE
3909 | 8 |  | U4,U10-U12 | CTAOOC | 2274393-3 | 3 | Standard | Each | 4.0 | IC, RECEIVER RS422, QUAD, 3.3V, 1 ENABLE, AM26LV32, SO16, 85C | 00495-AM26LV32IDE4 00036-DS26LV32ATM NOPB 00495-DS26LV32ATM NOPB | TEXAS INSTRUMENTS NATIONAL SEMICONDUCTOR TEXAS INSTRUMENTS | STE
3910 | 8 |  | U25 | CTAOOC | 2274500-2 | 1 | Standard | Each | 1.0 | LOGIC INTERFACE RS-232 DRIVER-RECEIVER TSSOP 3 TO 5 V SUPPLY WITH ESD PROTECTION | 00495-MAX3232CPWE4 00124-ST3232ECTR 01649-ADM3202ARUZ | TEXAS INSTRUMENTS ST MICROELECTRONICS ANALOG DEVICES | STE
3911 | 8 |  | U23,U24 | CTAOOC | 2246237-2 | 3 | Standard | Each | 2.0 | DRIVER-RECEIVER UART WITH 16 BYTE FIFO 3.3-5V SUPPLY, 48-TQFP NOTE ONLY TI PART HAS AUTOFLOW CNTRL | 00495-TL16C550CPTG4 ZZE10-ST16C550CQ48-F | TEXAS INSTRUMENTS EXAR | STE
3912 | 8 |  | C5,C31,C41,C43,C45,C47 | CTAOOC | 2240282-15 | 2 | Standard | Each | 6.0 | CAPACITOR CERAMIC, X7R, 10UF, 10Percent, 16V, SMD 1206 | 03041-C3216X7R1C106K 08390-C1206C106K4RAC 11962-CC1206KKX7R7BB106 03041-C3216X7R1C106K160AC | TDK KEMET YAGEO TDK | STE
3913 | 8 |  | VR1 | CTAOOC | 2334692 | 1 | Restricted | Each | 1.0 | REGULATOR 3.3V OUTPUT LOW DROPOUT ANYCAP, 1.5A OUTPUT, SOT-223 | 01649-ADP3339AKCZ-3.3 | ANALOG DEVICES, INC. | STE
3914 | 6 | 33 |  | CTAAssembly | 5462310 | 2 | Release | Each | 1.0 | Console SPK ADJ. assembly |  |  | CCX
3915 | 6 | 35 |  | CTAComponent | 5482603 | 3 | Release | Each | 1.0 | Voice enable button |  |  | CCX
3916 | 6 | 37 |  | CTAComponent | C2106-M4-02 | 3 | Release | Each | 4.0 | Spring Lock Washer, M4, Zinc plated, Rohs Fastener | 24140-C2106-M4-02 | TR FORMAC DIV OF TR FASTENINGS | HLE
3917 | 6 | 38 |  | CTAComponent | 5498234 | 1 | Release | Each | 1.0 | Button washer |  |  | CCX
3918 | 6 | 36 |  | CTAComponent | 5491249 | 1 | Release | Each | 1.0 | Left knob bracket |  |  | CCX
3919 | 5 | 10 |  | ECCCollectorPart | 5479476 | 3 | Release | Each | 1.0 | Desk label collector |  |  | CCX
3920 | 5 | 9 |  | CTAComponent | 5491248 | 1 | Release | Each | 2.0 | Right washer |  |  | CCX
3921 | 5 | 8 |  | CTAComponent | 5491247 | 1 | Release | Each | 2.0 | Left washer |  |  | CCX
3922 | 5 | 11 |  | CTAComponent | 5120929 | 2 | Release | Each | 1.0 | Storm Console keyboard bracket |  |  | CCX
3923 | 5 | 12 |  | CTAComponent | 5161171 | 2 | Release | Each | 2.0 | Cable screw | 20284-5161171 | BOSSARD LTD. FASTENERS | HLE
3924 | 4 | 5 |  | CTAComponent | 5461759 | 1 | Release | Each | 40.0 | NYLON BINDING TIE CLAMP KSS CV-180 tie wrap 180x3.6mm Max Bundle Dia 46mm |  |  | HLE
3925 | 4 | 3 |  | ECCCollectorPart | 5452094 | 3 | Release | Each | 1.0 | Console cable collector |  |  | HLE
3926 | 5 | 11 |  | CTAComponent | 5451796 | 3 | Release | Each | 1.0 | Cabinet Interface Board Power Cable |  |  | CCX
3927 | 5 | 10 |  | CTAComponent | 5437756 | 1 | Release | Each | 1.0 | Cabinet door ground cable |  |  | HLE
3928 | 5 | 7 |  | CTAComponent | 5454302 | 2 | Release | Each | 1.0 | Console DSA LVDS Convert Cable |  |  | HLE
3929 | 5 | 6 |  | CTAComponent | 5455121 | 1 | Release | Each | 1.0 | Console DSA SYNC SIGNAL CABLE |  |  | HLE
3930 | 5 | 13 |  | CTAComponent | 5456161 | 2 | Release | Each | 1.0 | Cabinet PCU Real-time Control Cable |  |  | HLE
3931 | 5 | 12 |  | CTAComponent | 5456928 | 1 | Release | Each | 1.0 | Cabinet PCU ground cable |  |  | HLE
3932 | 5 | 5 |  | CTAComponent | 5455126 | 1 | Release | Each | 1.0 | Console DSA 1750 Card RT Control Cable |  |  | HLE
3933 | 5 | 1 |  | CTAComponent | 5453651 | 2 | Release | Each | 1.0 | Console Image Monitor Power Cable |  |  | CCX
3934 | 5 | 2 |  | CTAComponent | 5461517 | 1 | Release | Each | 1.0 | Console Workstation Power Cable |  |  | HLE
3935 | 5 | 4 |  | CTAComponent | 5446734 | 2 | Release | Each | 1.0 | Console Camera Link Cable |  |  | HLE
3936 | 5 | 3 |  | CTAComponent | 5455343 | 3 | Release | Each | 1.0 | Console Workstation-Gen Console COM Cable |  |  | CCX
3937 | 5 | 9 |  | CTAComponent | 5439492 | 3 | Release | Each | 1.0 | Console IF board-Gen console COM Cable |  |  | CCX
3938 | 5 | 8 |  | CTAComponent | 5443331 | 1 | Release | Each | 1.0 | Console PCU Communication Cable |  |  | HLE
3939 | 4 | 2 |  | ECCCollectorPart | 5444848 | 5 | Release | Each | 1.0 | Console cabinet assembly |  |  | CCX
3940 | 5 | 9 |  | CTAComponent | 2000-M4-03 | 3 | Release | Each | 1.0 | FLAT WASHER - NORMAL SERIES, ISO 7089, M4 CLASS 200H STEEL, ZINC PLATED RoHS FASTENER | 24140-M4/-/PWSTWA/TC1/DIN125 10487-2000-M4-03 A0996-BN 343 M4 CR6+FREE 24432-11103691 11060-M4NWSFSTZ6/125ATP | TR FORMAC DIV OF TR FASTENINGS OHTA BOSSARD FASTENAL ANIXTER | STM
3941 | 5 | 5 |  | CTAAssembly | 5445960 | 6 | Release | Each | 1.0 | Digital image subsystem |  |  | CCX
3942 | 6 | 4 |  | CTAComponent | 5460013 | 1 | Release | Each | 1.0 | Console Digital box Image Converter Board Power Cable |  |  | HLE
3943 | 6 | 6 |  | ECCCollectorPart | 5448915 | 3 | Release | Each | 1.0 | Software CD for Precision THUNIS-800+ RF system |  |  | CCX
3944 | 7 | 1 |  | CTAComponent | 5474003 | 3 | Release | Each | 1.0 | APR TST |  |  | CCX
3945 | 6 | 2 |  | CTAComponent | 5121183-ROHS | 2 | Release | Each | 1.0 | Digital image converting board |  |  | CCX
3946 | 6 | 5 |  | CTAComponent | 5440284 | 1 | Release | Each | 1.0 | Console Digital box Image Converter BNC Signal Cable |  |  | HLE
3947 | 6 | 1 |  | CTAAssembly | 5460503 | 4 | Release | Each | 1.0 | Digital box |  |  | CCX
3948 | 7 | 4 |  | CTAComponent | 5121177-ROHS | 2 | Release | Each | 1.0 | Image frame grabber |  |  | CCX
3949 | 7 | 1 |  | CTAComponent | 5440791 | 2 | Release | Each | 1.0 | USB mouse |  |  | CCX
3950 | 7 | 2 |  | CTAComponent | 5443246 | 3 | Release | Each | 1.0 | USB keyboard |  |  | CCX
3951 | 7 | 5 |  | CTAAssembly | 5458231 | 2 | Release | Each | 1.0 | Workstation x86 PC |  |  | CCX
3952 | 7 | 3 |  | CTAComponent | 5121174-ROHS | 2 | Release | Each | 1.0 | 1750 PCI Digital IO Card |  |  | CCX
3953 | 5 | 2 |  | CTAAssembly | 5438415 | 5 | Release | Each | 1.0 | Console cabinet |  |  | CCX
3954 | 6 | 2 |  | CTAComponent | 1007-M4C016-14 | 1 | Release | Each | 2.0 | Phillips Pan Head Screw, ISO 7045, M4-0.7, X16mm Long, Grade 4.8 Steel, Zinc Plated, RoHS Fastener | 20589-10948-03572 11060-M4C16MXPSTZ6/7985 | FASTENAL COMPANY ANIXTER | STM
3955 | 6 | 3 |  | CTAComponent | 2000-M4-03 | 3 | Release | Each | 7.0 | FLAT WASHER - NORMAL SERIES, ISO 7089, M4 CLASS 200H STEEL, ZINC PLATED RoHS FASTENER | 24140-M4/-/PWSTWA/TC1/DIN125 10487-2000-M4-03 A0996-BN 343 M4 CR6+FREE 24432-11103691 11060-M4NWSFSTZ6/125ATP | TR FORMAC DIV OF TR FASTENINGS OHTA BOSSARD FASTENAL ANIXTER | STM
3956 | 6 | 1 |  | CTAComponent | 1007-M4C010-14 | 2 | Release | Each | 5.0 | Phillips Pan Head Screw, ISO 7045, M4-0.7, X10mm Long, Grade 4.8 Steel, Zinc Plated, RoHS Fastener | 11060-M4C10MXPSTZ6/7985 20589-10948-03570 24140-M4/10/PPSTMC/TC1/ISO7045 | ANIXTER FASTENAL COMPANY TR FORMAC DIV OF TR FASTENINGS | STM
3957 | 6 | 8 |  | CTAComponent | 5445416-4 | 1 | Release | Each | 1.0 | AVID PRODUCTS STEEL P-CLAMP or R-clamp DIA9.5, WIDE12.7,19243-SCP-6-325-265 |  |  | HLE
3958 | 6 | 7 |  | CTAComponent | 5445416-2 | 1 | Release | Each | 2.0 | AVID PRODUCTS STEEL P-CLAMP or R-clamp DIA6.4, WIDE9.7, 19243-SCP-4-323-203 |  |  | HLE
3959 | 6 | 5 |  | CTAComponent | 5438742 | 2 | Release | Each | 2.0 | Fuse Holder |  |  | CCX
3960 | 6 | 6 |  | CTAComponent | 5440286 | 2 | Release | Each | 1.0 | terminal board |  |  | CCX
3961 | 6 | 4 |  | CTAComponent | 5168929 | 1 | Release | Each | 3.0 | copper socket |  |  | HLE
3962 | 6 | 10 |  | CTAComponent | C2106-M4-02 | 3 | Release | Each | 7.0 | Spring Lock Washer, M4, Zinc plated, Rohs Fastener | 24140-C2106-M4-02 | TR FORMAC DIV OF TR FASTENINGS | HLE
3963 | 6 | 9 |  | CTAAssembly | 5459476 | 3 | Release | Each | 1.0 | Cabinet box |  |  | CCX
3964 | 7 | 2 |  | CTAComponent | 1007-M2C006-14 | 1 | Release | Each | 4.0 | Phillips Pan Head Screw, ISO 7045, M2-0.4, X6mm Long, Grade 4.8 Steel, Zinc Plated, RoHS Fastener | 20589-10948-03557 11060-M2C6MXPSTZ6/7985 | FASTENAL COMPANY ANIXTER | STM
3965 | 7 | 3 |  | CTAComponent | 1007-M4C010-14 | 2 | Release | Each | 70.0 | Phillips Pan Head Screw, ISO 7045, M4-0.7, X10mm Long, Grade 4.8 Steel, Zinc Plated, RoHS Fastener | 11060-M4C10MXPSTZ6/7985 20589-10948-03570 24140-M4/10/PPSTMC/TC1/ISO7045 | ANIXTER FASTENAL COMPANY TR FORMAC DIV OF TR FASTENINGS | STM
3966 | 7 | 4 |  | CTAComponent | 1007-M6C012-14 | 1 | Release | Each | 1.0 | Phillips Pan Head Screw, ISO 7045, M6-1, X12mm Long, Grade 4.8 Steel, Zinc Plated, RoHS Fastener | 20589-10948-03583 11060-M6C12MXPSTZ6/7985 | FASTENAL COMPANY ANIXTER | STM
3967 | 7 | 1 |  | CTAComponent | 1000-M6C020-04 | 4 | Release | Each | 4.0 | Hexagon Socket Head Cap Screw, M6-1, X20mm Long, Grade 8.8 Steel, Zinc Plated, RoHS Fastener | 11060-M6C20KCSC9Z6/912 10487-1000-M6C020-04 24140-M6/20/SOHTCS/TC1D/DIN912 20589-10948-03240 A0996-BN 4 M6 x 20mm CR6+FREE | ANIXTER OHTA TR FORMAC DIV OF TR FASTENINGS FASTENAL COMPANY BOSSARD | STM
3968 | 7 | 6 |  | CTAComponent | 1010-M4C010-14 | 2 | Release | Each | 6.0 | Phillips Flat Head Screw, ISO 7046, M4-0.7, X10mm Long, Grade 4.8 Steel, Zinc Plated, RoHS Fastener | 20589-10948-03508 11060-M4C10MXFSTZ6/965A 24140-M4/10/KPSTMC/TC1/DIN965 | FASTENAL COMPANY ANIXTER TR FORMAC DIV OF TR FASTENINGS | STM
3969 | 7 | 8 |  | CTAComponent | 2000-M6-03 | 3 | Release | Each | 21.0 | Flat Washer, ISO7089, M6, Steel 200HV, Zinc Plated, RoHS Fastener | 20589-10948-03457 10487-2000-M6-03 11060-M6NWSFSTZ6/125ATP 24140-M6/-/PWSTWA/TC1/DIN125 | FASTENAL COMPANY OHTA ANIXTER TR FORMAC DIV OF TR FASTENINGS | STM
3970 | 7 | 7 |  | CTAComponent | 2000-M4-03 | 3 | Release | Each | 54.0 | FLAT WASHER - NORMAL SERIES, ISO 7089, M4 CLASS 200H STEEL, ZINC PLATED RoHS FASTENER | 24140-M4/-/PWSTWA/TC1/DIN125 10487-2000-M4-03 A0996-BN 343 M4 CR6+FREE 24432-11103691 11060-M4NWSFSTZ6/125ATP | TR FORMAC DIV OF TR FASTENINGS OHTA BOSSARD FASTENAL ANIXTER | STM
3971 | 7 | 5 |  | CTAComponent | 1010-M3C008-14 | 1 | Release | Each | 2.0 | Phillips Flat Head Screw, ISO 7046, M3-0.5, X8mm Long, Grade 4.8 Steel, Zinc Plated, RoHS Fastener | 20589-10948-03502 11060-M3C8MXFSTZ6/965A | FASTENAL COMPANY ANIXTER | STM
3972 | 7 | 9 |  | CTAComponent | 5439736 | 1 | Release | Each | 2.0 | Foot cable bundler |  |  | CCX
3973 | 7 | 14 |  | CTAComponent | 5449387 | 1 | Release | Each | 2.0 | Workstation limiter |  |  | CCX
3974 | 7 | 15 |  | CTAAssembly | 5449388 | 1 | Release | Each | 1.0 | Cabinet door |  |  | CCX
3975 | 8 | 1 |  | CTAComponent | 5441349 | 1 | Release | Each | 1.0 | Cabinet door cover |  |  | CCX
3976 | 8 | 2 |  | CTAComponent | 5457198 | 1 | Release | Each | 2.0 | Cabinet door holder |  |  | CCX
3977 | 7 | 12 |  | CTAComponent | 5446200 | 1 | Release | Each | 1.0 | Copper grounding bar |  |  | CCX
3978 | 7 | 10 |  | CTAComponent | 5440503 | 2 | Release | Each | 1.0 | Electric component bracket |  |  | CCX
3979 | 7 | 13 |  | CTAComponent | 5446201 | 2 | Release | Each | 2.0 | caster |  |  | CCX
3980 | 7 | 11 |  | CTAAssembly | 5499826 | 1 | Release | Each | 1.0 | Cabinet rear cover |  |  | CCX
3981 | 8 | 2 |  | CTAComponent | 5496758 | 1 | Release | Each | 1.0 | Cabinet rear cover rib |  |  | CCX
3982 | 8 | 1 |  | CTAComponent | 5450648 | 1 | Release | Each | 1.0 | Cabinet rear cover plate |  |  | CCX
3983 | 7 | 16 |  | CTAComponent | 5451426 | 2 | Release | Each | 2.0 | caster with brake |  |  | CCX
3984 | 7 | 17 |  | CTAComponent | 5452025 | 1 | Release | Each | 4.0 | Cable Gate |  |  | CCX
3985 | 7 | 18 |  | CTAComponent | 5454748 | 1 | Release | Each | 1.0 | Locking plate |  |  | CCX
3986 | 7 | 19 |  | CTAComponent | 5459475 | 1 | Release | Each | 1.0 | Top cable bundler |  |  | CCX
3987 | 7 | 21 |  | CTAComponent | 5462481 | 1 | Release | Each | 1.0 | Cabinet left cover plate |  |  | CCX
3988 | 7 | 23 |  | CTAComponent | 5491219 | 1 | Release | Each | 4.0 | pad |  |  | CCX
3989 | 7 | 22 |  | CTAComponent | 5491152 | 1 | Release | Each | 1.0 | Switch power bracket |  |  | CCX
3990 | 7 | 20 |  | CTAComponent | 5460240 | 2 | Release | Each | 1.0 | Lock |  |  | CCX
3991 | 7 | 24 |  | CTAAssembly | 5491221 | 3 | Release | Each | 1.0 | Cabinet frame |  |  | CCX
3992 | 8 | 1 |  | CTAComponent | 5437395 | 2 | Release | Each | 1.0 | Cabinet frame base |  |  | CCX
3993 | 8 | 3 |  | CTAComponent | 5449847 | 1 | Release | Each | 1.0 | Cabinet frame rear beam |  |  | CCX
3994 | 8 | 2 |  | CTAComponent | 5439738 | 1 | Release | Each | 1.0 | Cabinet frame front beam |  |  | CCX
3995 | 8 | 7 |  | CTAComponent | 5497941 | 1 | Release | Each | 18.0 | nut block for column |  |  | CCX
3996 | 8 | 6 |  | CTAComponent | 5497940 | 1 | Release | Each | 2.0 | nut block for column |  |  | CCX
3997 | 8 | 5 |  | CTAComponent | 5495367 | 2 | Release | Each | 1.0 | Workstation install base |  |  | CCX
3998 | 8 | 4 |  | CTAComponent | 5491226 | 1 | Release | Each | 2.0 | Caster install base |  |  | CCX
3999 | 8 | 8 |  | CTAComponent | 5500903 | 1 | Release | Each | 2.0 | PS800R cabinet caster install plate |  |  | CCX
4000 | 7 | 26 |  | CTAComponent | 5495366 | 1 | Release | Each | 1.0 | Door adjuster |  |  | CCX
4001 | 7 | 25 |  | CTAAssembly | 5491227 | 1 | Release | Each | 2.0 | Cabinet door bracket |  |  | CCX
4002 | 8 | 1 |  | CTAComponent | 5439737 | 1 | Release | Each | 1.0 | Cabinet door bracket base |  |  | CCX
4003 | 8 | 2 |  | CTAComponent | 5491233 | 1 | Release | Each | 1.0 | Cabinet door bracket connector |  |  | CCX
4004 | 8 | 3 |  | CTAComponent | 5491234 | 1 | Release | Each | 1.0 | Cabinet door shaft |  |  | CCX
4005 | 7 | 30 |  | CTAComponent | 1000-M6C014-04 | 1 | Release | Each | 16.0 | Hexagon Socket Head Cap Screw, M6-1, X14mm Long, Grade 8.8 Steel, Zinc Plated, RoHS Fastener | 10487-1000-M6C014-04 | OHTA | STM
4006 | 7 | 29 |  | CTAComponent | C2106-M6-02 | 3 | Release | Each | 21.0 | Spring Lock Washer, M6, Zinc plated, Rohs Fastener | 24140-C2106-M6-02 | TR FORMAC DIV OF TR FASTENINGS | HLE
4007 | 7 | 28 |  | CTAComponent | C2106-M4-02 | 3 | Release | Each | 54.0 | Spring Lock Washer, M4, Zinc plated, Rohs Fastener | 24140-C2106-M4-02 | TR FORMAC DIV OF TR FASTENINGS | HLE
4008 | 5 | 7 |  | CTAComponent | 5462293 | 2 | Release | Each | 1.0 | Switch Power |  |  | CCX
4009 | 5 | 11 |  | CTAComponent | C2106-M4-02 | 3 | Release | Each | 1.0 | Spring Lock Washer, M4, Zinc plated, Rohs Fastener | 24140-C2106-M4-02 | TR FORMAC DIV OF TR FASTENINGS | HLE
4010 | 5 | 10 |  | CTAComponent | 3000-M4C-04 | 5 | Release | Each | 1.0 | Hexagon Nut, ISO4032, M4-0.7, Grade 8 Steel, Zinc Plated, RoHS Fastener | 24140-M4/-/HFH8-/TC1D/DIN934 A0996-BN117 M4 CR6+FREE 20589-10948-03686 11060-M4CNFHC7Z6/934 | TR FORMAC DIV OF TR FASTENINGS BOSSARD FASTENAL COMPANY ANIXTER | STM
4011 | 5 | 6 |  | CTAComponent | 5452637 | 3 | Release | Each | 1.0 | Cabinet Power Harness |  |  | HLE
4012 | 5 | 1 |  | CTAComponent | 5132190 | 1 | Release | Each | 1.0 | Thales PCU and PCU power cable. For TH800 and TH800 |  |  | HLE
4013 | 5 | 8 |  | CTAAssembly | 5473934 | 5 | Release | Each | 1.0 | IF Board Assembly |  |  | CCX
4014 | 6 | 2 |  | CTACircuitBoard | 5436648 | 4 | Release | Each | 1.0 | Precision THUNIS-800+ IF board |  |  | CCX
4015 | 7 |  | C53 | CTAOOC | 2183937-3 | 2 | Standard | Each | 1.0 | CAPA TANT 2,2UF 10% 35V 3528 | 08390-T491B225K035AT 19214-TAJB225K035RNJ | KEMET AVX/KYOCERA | STE
4016 | 7 |  | J8, J10 | CTAOOC | 2137666-4 | 0 | Not Recommended | Each | 2.0 | CONNECTOR 5 CONTACTS 600 VOLTS 3 AMP SINGLE ROW .125~ STRAIGHT HEADER WITH POLARIZATION SLOTS | 01525 70545-0039 | MOLEX | CXR
4017 | 7 |  | J5 | CTAOOC | 2213608-2 | 6 | Standard | Each | 1.0 | CONNEC SUBD 15C PWB STR RECEP+440LK | 00214-D15S24A6GV00LF 10099-09 66 251 5513 | FCI HARTING | STE
4018 | 7 |  | C54 | CTAOOC | 2235239 | 3 | Standard | Each | 1.0 | CAPACITOR X7R 2.2NF 10 PERCENT 50V 0603 | 18981-VJ0603Y222KXA 11962-CC0603KRX7R9BB222 03041-C1608X7R1H222K | VISHAY YAGEO TDK | STE
4019 | 7 |  | J17 | CTAOOC | 2213608-3 | 7 | Standard | Each | 1.0 | CONNEC SUBD 25C PWB STR RECEP+440LKC | 10099-09 66 351 5513 00214-D25S24A6GV00LF | HARTING FCI | STE
4020 | 7 |  | J7 | CTAOOC | 2213607-4 | 8 | Standard | Each | 1.0 | CONNEC SUBD 37C PWB STR PLUG+440LK | 00214-D37P24A6GV00LF 10099-09 65 461 5713 | FCI HARTING | STE
4021 | 7 |  | J3, J4 | CTAOOC | 2213607-3 | 8 | Standard | Each | 2.0 | CONNEC SUBD 25C PWB STR PLUG+440LK | 00214-D25P24A6GV00LF 10099-09 65 361 5713 | FCI HARTING | STE
4022 | 7 |  | J14 | CTAOOC | 2186198-9 | 2 | Standard | Each | 1.0 | CONNECTOR 5.08MM MSTBA, 1X5POS HEADER, RIGHT ANGLE, TINNED, PWB2.4 | 11675 1757271 18996-796638-5 | PHOENIX CONTACTS TE CONNECTIVITY | STE
4023 | 7 |  | C49, C56, C60 | CTAOOC | 2298052 | 5 | Standard | Each | 3.0 | U6203CS CAPACITOR FIXED 100 uFARADS | 07092-EEEHA1C101WP 06533-UWZ1C101MCL1GB | PANASONIC NICHICON CORPORATION | STE
4024 | 7 |  | PS1 | CTAOOC | 2252400-4 | 1 | Restricted | Each | 1.0 | POWER SUPPLY 5 VOLTS 306m AMPS 5 VOL REGULATED, 1000V ISOLATION, SO-28 | 00495-DCR010505UE4 | TEXAS INSTRUMENTS | STE
4025 | 7 |  | S2 | CTAOOC | 2253364-2 | 3 | Not Recommended | Each | 1.0 | SURFACE MOUNT DIP SWITCH, 4 POSITION GULL WING WITH POLYIMIDE TAPE SEAL MACHINE-INSERTABLE. WARNING: Unknown Whisker Risk | 05229-90HBW04PRT 00031-219004MST | GRAYHILL CTS CORP | STE
4026 | 7 |  | U18 | CTAOOC | 2276618-3 | 1 | Not Recommended | Each | 1.0 | PROGRAMMABLE LOGIC DEVICE FPGA | 10208-EP1K100QC208-3N | ALTERA | STE
4027 | 7 |  | DS32-DS38 | CTAOOC | 2279219-3 | 1 | Standard | Each | 7.0 | LED YEL LTST-C190Y 0603 SMD | 09050 AY1111C 00941 HSMY-C190 11520 LTST-C190YKT 18802 AP1608YC | STANLEY ELECTRIC CO LTD AVAGO TECHNOLOGIES LITE-ON KINGBRIGHT | STE
4028 | 7 |  | DS1-DS31 | CTAOOC | 2279219-2 | 1 | Standard | Each | 31.0 | LED GREEN LTST-C190G 0603 SMD | 18802 AP1608SGC 00941 HSMG-C190 11520 LTST-C190GKT 09050 PG1111C | KINGBRIGHT AVAGO TECHNOLOGIES LITE-ON STANLEY ELECTRIC CO LTD | STE
4029 | 7 |  | U19, U20 | CTAOOC | 2246237-2 | 3 | Standard | Each | 2.0 | DRIVER-RECEIVER UART WITH 16 BYTE FIFO 3.3-5V SUPPLY, 48-TQFP NOTE ONLY TI PART HAS AUTOFLOW CNTRL | 00495-TL16C550CPTG4 ZZE10-ST16C550CQ48-F | TEXAS INSTRUMENTS EXAR | STE
4030 | 7 |  | U13 | CTAOOC | 2240583 | 1 | Standard | Each | 1.0 | CONFIGURATION SERIAL EPROM, 2M FLASH | 10208-EPC2LC20N | ALTERA | STE
4031 | 7 |  | C13-C18, C20, C21, C55 | CTAOOC | 2240282-7 | 3 | Standard | Each | 9.0 | CAPA X7R 1UF 10% 25V 1206 | 19214-12063C105KAT 08390 C1206C105K3RAC | AVX/KYOCERA KEMET | STE
4032 | 7 |  | J13 | CTAOOC | 46-230149P2 | 2 | Restricted | Each | 1.0 | CONNECTOR COAXIAL, BNC 50 OHM, STRAIGHT RECEPTACLE, PWB, METAL BODY, GOLD CONTACT, NICKEL PLATE OVER BRASS. MOUNTS TO CIRCUIT BOARD WITH SOLDER MOUNTING POSTS. DOES NOT COME WITH MOUNTING HW. MUST SPEC: WASHER 46-287874P1 AND HEX NU 46-230097P1 | 18996-5227673-1 | TE CONNECTIVITY | STE
4033 | 7 |  | S1 | CTAOOC | 46-257883P1 | 6 | Standard | Each | 1.0 | SWITCH, MOMENTARY PUSH BUTTON, SPST NO, R.A. HORIZONTAL, 0.4VA at 20VAC-DC, 100MA MAX, PWB THRU HOLE | 03368 EP11SD1ABE 11624-AB11AH-RO 11624-AB11AH | C&K COMPONENTS NKK SWITCHES NKK SWITCHES | STE
4034 | 7 |  | J9 | CTAOOC | 46-221802P9 | 1 | Not Recommended | Each | 1.0 | CONNECTOR_NEW 6 POSITION PIN HEADER TIN PLATING, POWER CONNECTOR. WARNING: Unknown Whisker Risk | 18996-640500-5 | TE CONNECTIVITY | STE
4035 | 7 |  | C47, C58 | CTAOOC | 2378166 | 4 | Standard | Each | 2.0 | U6211CS CAPACITOR FIXED 10U FARADS | 06533-UWZ1V100MCL1GB 07092-EEEHA1V100R 10220-EMVE350ADA100ME55G | NICHICON CORPORATION PANASONIC CHEMI-CON | STE
4036 | 7 |  | J6 | CTAOOC | 2407021 | 0 | Not Recommended | Each | 1.0 | U0138FD CONNECTOR_NEW D-SUB 9 EACH | 00234 787176-1 00214 D09P91C6PV00 | TE CONNECTIVITY / AMP FCI | YEN
4037 | 7 |  | J15 | CTAOOC | 46-221703P17 | 4 | Restricted | Each | 1.0 | CONNECTOR, 2.54MM, 2X25POS, STRAIGHT, LONG LATCHES, 4-WALL AMP PART IS RESTRICTED DUE TO THE FACT THAT IT REQUIRES A .250 LONG SCREW TO RETAIN IT. | 00266-N3433-6303RB | 3M (MINNESOTA MINING MFG) | STE
4038 | 7 |  | J2 | CTAOOC | 2374435-2 | 1 | Restricted | Each | 1.0 | CONNECTOR_NEW D-SUB PLASTIC SHELL 9 PIN VERTICAL RECEPTACLE | 18996-5745076-4 | TE CONNECTIVITY | STE
4039 | 7 |  | J1 | CTAOOC | 2328273 | 0 | Restricted | Each | 1.0 | CONNEC 3/U-FIT 2X3C R-A HEADER | 01525 43045-0600 | MOLEX | EUR
4040 | 7 |  | R3-R9, R25-R27, R46, R49, R62, R65, R77-R80, R82, R83, R86, R87, R94, R95, R98, R99, R106, R110-R112, R125-R130, R132, R133, R139-R219, R229-R231, R238-R248 | CTAOOC | 46-312792P124 | 5 | Standard | Each | 133.0 | RESISTOR 4.99k OHMS 1 % .125 WATTS | 11962-RC0805FR-074K99L 18981-CRCW08054K99FKE 06725-RK73H2ATTD4991F 00006-WCR0805LF4991F 05498-MC08054991FTW 02254-MCR10EZPF4991 | YAGEO VISHAY KOA IRC RCD COMPONENTS INC. ROHM | STE
4041 | 7 |  | R10-R24, R30-R44, R50-R61, R220-R228 | CTAOOC | 46-312792P127 | 5 | Standard | Each | 51.0 | RESISTOR 6.81k OHMS 1 PERCENT .125 WATTS | 11962-RC0805FR-076K81L 05498-MC08056811FTW 00006-WCR0805LF6811F 06725-RK73H2ATTD6811F 18981-CRCW08056K81FKE 02254-MCR10EZPF6811 | YAGEO RCD COMPONENTS INC. IRC KOA VISHAY ROHM | STE
4042 | 7 |  | R1, R2, R81, R84, R85, R88-R93, R96, R97, R100-R104, R113-R120, R122-R124, R134-R137, R232-R235 | CTAOOC | 46-312792P17 | 2 | Standard | Each | 37.0 | RESISTOR 475 OHMS 1 % .125 WATTS 100V 0805 CASE SIZE THICK FILM +-100 PPM/C | 11962-RC0805FR-07475RL 00006-WCR0805LF4750F 18981-CRCW0805475RFKE 05498-MC08054750FTW | YAGEO IRC VISHAY RCD COMPONENTS INC. | STE
4043 | 7 |  | R48 | CTAOOC | 46-312792P18 | 2 | Standard | Each | 1.0 | RESISTOR 10 OHMS 1 PERCENT .125 WATTS SURFACE MOUNTING 100PPM/DEG C 100V L .079 W .050 T .018 | 18981-CRCW080510R0FKE 11962-RC0805FR-0710RL 05498-MC080510R0FTW 00006-WCR0805LF10R0F | VISHAY YAGEO RCD COMPONENTS INC. IRC | STE
4044 | 7 |  | R28, R29, R45, R47, R63, R64, R66-R69 | CTAOOC | 46-312792P13 | 4 | Standard | Each | 10.0 | RESISTOR 1k OHMS 1 PERCENT .125 WATTS 0805 CASE SIZE | 11623-NRC10F1001TRF 05498-MC08051001FTW 18981-CRCW08051K00FKE 06725-RK73H2ATTD1001F 00006-WCR0805LF1001F | NIC COMPONENTS CORPORATION RCD COMPONENTS INC. VISHAY KOA IRC | STE
4045 | 7 |  | TP1-TP14 | CTAOOC | 46-301752P5 | 3 | Standard | Each | 14.0 | CONNECTOR 1 CONTACTS SURFACE MOUNT PRINTED CIRCUIT TEST POINTS | 04947 5016 ZZC70-TP-107-02-1-T | KEYSTONE ELECTRONICS CORP COMPONENTS CORPORATION | STE
4046 | 7 |  | K1-K10 | CTAOOC | 46-312336P2 | 3 | Standard | Each | 10.0 | RELAY SMD, DPDT, 5V SINGLE SIDE STABLE COIL, 5V, SURFACE MOUNT, 2 FORM C, TQ2SA-5V | 07092-TQ2SA-5V | PANASONIC | STE
4047 | 7 |  | J11 | CTAOOC | 46-289446P7 | 1 | Restricted | Each | 1.0 | CONNECTOR 2 CONTACTS 250 VOLTS 3 AMP SINGLE ROW, RIGHT ANGLE LOW PROFILE | 01525 70553-0001 | MOLEX | STE
4048 | 7 |  | D1-D31 | CTAOOC | 46-315841P2 | 1 | Standard | Each | 31.0 | SEMICONDUCTOR:DIODE 75 VOLTS 200m AM HIGH CONDUCTANCE LOW LEAKAGE SOT-23 | 18846-BAS116LT1G | ON SEMICONDUCTOR | STE
4049 | 7 |  | C1-C12,C19,C22,C23, C24,C25,C26,C27,C28,C29,C30,C31,C32,C33,C34,C35,C36,C37,C38,C39,C40,C41,C42,C43,C44,C45,C46,C48,C50,C51,C52,C57,C59,C61,C62,C63,C64,C65,C66,C67,C68,C69,C70,C71,C72,C73,C74,C75,C76,C77,C78,C79,C80,C81,C82,C83,C84,C85,C86,C87,C88 | CTAOOC | 2187107-6 | 3 | Not Recommended | Each | 72.0 | CAPACITOR FIXED .1u FARADS 50 VOLTS | 08390 C0805C104K5RAC 07945-CL21B104KBCNNNC | KEMET SAMSUNG | STE
4050 | 7 |  | U11 | CTAOOC | 46-320871P2 | 1 | Restricted | Each | 1.0 | POWER SUPPLY SUPERVISOR WITH RESET SOP8 MAX701 | 07438-MAX701CSA+ | MAXIM INTEGRATED PRODUCTS | STE
4051 | 7 |  | R105 | CTAOOC | 46-312792P57 | 3 | Standard | Each | 1.0 | RESISTOR 100k OHMS 1 PERCENT .125 WATTS 0805 PACKAGE 100 VOLTS | 05498-MC08051003FTW 06725-RK73H2ATTD1003F 18981-CRCW0805100KFKE 00006-WCR0805LF1003F | RCD COMPONENTS INC. KOA VISHAY IRC | STE
4052 | 7 |  | R108, R109 | CTAOOC | 46-312792P7 | 4 | Standard | Each | 2.0 | RESISTOR 10k OHMS 1 PERCENT .125 WATTS SURFACE MOUNTING 0805 PACKAGE 100 PPM/DEGREE C 100V L .079 W .050 T .018 | 11623-NRC10F1002TRF 05498-MC08051002FTW 18981-CRCW080510K0FKE 00006-WCR0805LF1002F 06725-RK73H2ATTD1002F | NIC COMPONENTS CORPORATION RCD COMPONENTS INC. VISHAY IRC KOA | STE
4053 | 7 |  | R107 | CTAOOC | 46-312792P41 | 3 | Standard | Each | 1.0 | RESISTOR 1M OHMS 1 % .125 WATTS | 18981-CRCW08051M00FKE 06725-RK73H2ATTD1004F 00006-WCR0805LF1004F 05498-MC08051004FTW | VISHAY KOA IRC RCD COMPONENTS INC. | STE
4054 | 7 |  | R70-R76, R121, R131, R138, R236, R237 | CTAOOC | 46-312792P187 | 7 | Standard | Each | 12.0 | RESISTOR 200 OHMS 1 PERCENT .125 WATTS | 06725-RK73H2ATTD2000F 18981-CRCW0805200RFKE 00006-WCR0805LF2000F 11962-RC0805FR-07200RL 05498-MC08052000FTW 02254-MCR10EZPF2000 | KOA VISHAY IRC YAGEO RCD COMPONENTS INC. ROHM | STE
4055 | 7 | 1 |  | CTAOOC | 46-311182P1 | 4 | Restricted | Each | 1.0 | 20-PIN PLCC WITHOUT LOCATING POST AMP 20-PIN PLCC SOCKET CHANGED TO PA RT WITH NO LOCATING POST. QF | 18996-822516-3 | TE CONNECTIVITY | STE
4056 | 7 |  | U7,U8,U10,U12,U22,U25,U31 | CTAOOC | 2364058-4 | 1 | Standard | Each | 7.0 | I.C PHOTOCOUP X4 SOL16 4.4MM | 18981-TCMT4100 22942-ACPL-247-560E | VISHAY AVAGO | STE
4057 | 7 | 3 |  | CTAComponent | 516A770P408 | 0 | Release | Each | 2.0 | SCREW SCREW OLD F65D6B1 BLK OX |  |  | CXR
4058 | 7 | 4 |  | CTAComponent | 5343400-2 | 1 | Release | Each | 10.0 | NYLON WAHER, RICHCO NWE-34815-M3 |  |  | HWE
4059 | 7 |  | U1-U6, U9, U14-U17, U21, U24, U26, U29, U30, U32 | CTAComponent | 5483237 | 1 | Release | Each | 17.0 | HEX SCHMITT-TRIGGER INVERTER,TSSOP14 SMT,Countinuous output current up to 50mA. |  |  | CCX
4060 | 7 |  | G1 | CTAComponent | 5483194 | 1 | Release | Each | 1.0 | 6.144M,5V input, 5x7mm SMT,Crystal oscillator. |  |  | CCX
4061 | 7 | 2 |  | CTACircuitBoard | 5450459 | 1 | Release | Each | 1.0 | PWB for Precision THUNIS-800+ IF Board |  |  | HLE
4062 | 7 |  | U23, U27 | CTAOOC | 2114542-2 | 2 | Standard | Each | 2.0 | INT TRANSC 232E SOLP16 .3 SMD | 01649-ADM1181AARWZ | ANALOG DEVICES, INC. | STE
4063 | 7 |  | J16 | CTAOOC | 2137666 | 1 | Standard | Each | 1.0 | CONNECTOR 2 CONTACTS 600 VOLTS 3 AMP SINGLE ROW .120 STRAIGHT HEADER WITH POLARIZATION SLOTS. | 01525 70545-0036 | MOLEX | STE
4064 | 7 |  | Q1-Q3 | CTAOOC | 2111738 | 3 | Standard | Each | 3.0 | SEMICONDUCTOR:TRANSISTOR .5 AMPS 25m | 00495-ULN2803ADWG4 03439-ULN2803AFWG | TEXAS INSTRUMENTS TOSHIBA | STA
4065 | 7 |  | VR2 | CTAOOC | 2105122-4 | 1 | Standard | Each | 1.0 | 2.5 V FIXED VOLTAGE REGULATOR 800 MA INTERNAL OVERCURRENT LIMITING CIRCUITRY, SURFACE MOUNT. | 06921-LT1118CST-2.5#PBF | LINEAR TECHNOLOGY | STE
4066 | 7 |  | J12 | CTAOOC | 2106009-6 | 1 | Restricted | Each | 1.0 | CONNEC LOW-PROF TRANSI 10C HEAD STR | 01940 821-A010P-AM-A00 00214-75869-101LF 00266-N2510-6002RB 10099-09 18 510 6324 18996-5103308-1 | AMPHENOL FCI 3M (MINNESOTA MINING MFG) HARTING TE CONNECTIVITY | STE
4067 | 7 |  | VR1 | CTAOOC | 2105122-2 | 3 | Standard | Each | 1.0 | REGULATOR AND REFERENCE VOLTAGE REGU INTERNAL OVERCURRENT LIMITING CIRCUITRY | 06921-LT1117CST-3.3#PBF 00495-REG1117-3.3G4 00036-LM1117MPX-3.3/NOPB 00495-LM1117MPX-3.3/NOPB | LINEAR TECHNOLOGY TEXAS INSTRUMENTS NATIONAL SEMICONDUCTOR TEXAS INSTRUMENTS | STE
4068 | 6 | 1 |  | CTASoftware | 5473582 | 1 | Release | Each | 1.0 | CONSOLE INTERFACE BOARD FPGA LOGIC |  |  | HLE
4069 | 5 | 4 |  | CTAComponent | 5445936 | 1 | Release | Each | 1.0 | Cabinet Power Terminal Harness |  |  | HLE
4070 | 5 | 3 |  | CTAComponent | 5441129 | 3 | Release | Each | 1.0 | Switch Power |  |  | CCX
4071 | 4 | 6 |  | ECCCollectorPart | 5498550 | 1 | Release | Each | 1.0 | pt800+ console fuse collector |  |  | CCX
4072 | 5 |  | 8A fuse | CTAComponent | 5447604 | 1 | Release | Each | 2.0 | 8A Fuse |  |  | HLE
4073 | 4 | 1 |  | CTAComponent | 5119258-ROHS | 4 | Release | Each | 1.0 | Storm console footswitch assembly |  |  | CCX
4074 | 1 | 20 |  | Parent Catalog | S2000WA | 1 | Release | Each | 1.0 | e-IFU Tech Pub Collector |  |  | SYS
4075 | 2 | 1 |  | Finished Good | A0659WA | 1 | Release | Each | 1.0 | e-IFU Tech Pub Collector |  |  | SYS
4076 | 3 | 2 |  | CTATechnicalPublication | 5473875-199 | 1 | Release | Each | 1.0 | e-IFU Medical Emergency Instructions | 00198-5473875-199 | GE HEALTHCARE | CXR
4077 | 3 | 1 |  | CTATechnicalPublication | 5381970-199 | 1 | Release | Each | 1.0 | Multi-language Operator Documentation Introduction | 00198-5381970-199 | GE HEALTHCARE | CXR
4078 | 1 | 1 |  | Finished Good | S1800JE | 1 | Release | Each | 1.0 | PT800+ 65KW 12IN II SYS |  |  | HLE
4079 | 2 | 1 |  | ECCCollectorPart | 5444843 | 13 | Release | Each | 1.0 | Precision THUNIS-800+ 65KW system with 12 inch II |  |  | CCX
4080 | 3 | 12 |  | ECCCollectorPart | 5480083 | 4 | Release | Each | 1.0 | Accessories for Precision THUNIS-800+ |  |  | CCX
4081 | 4 | 2 |  | CTAComponent | 5438938 | 1 | Release | Each | 50.0 | NYLON BINDING TIE CLAMP HellermannTyton T-50L tie wrap 383x4.8mm Max Bundle Dia 105mm |  |  | HLE
4082 | 4 | 5 |  | CTAAssembly | 5443544 | 4 | Release | Each | 4.0 | Dolly Assembly |  |  | CCX
4083 | 5 | 2 |  | CTAComponent | 5129829 | 1 | Release | Each | 1.0 | FOOT WHWWL |  |  | HLE
4084 | 5 | 1 |  | CTAComponent | 5449645 | 1 | Release | Each | 1.0 | Foot Wheel Bracket |  |  | CCX
4085 | 5 | 3 |  | CTAComponent | 1000-M12C020-04 | 2 | Release | Each | 3.0 | Hexagon Socket Head Cap Screw, M12-1.75, X20mm Long, Grade 8.8 Steel, Zinc Plated, RoHS Fastener | 20589-10948-03245 11060-M12C20KCSC9Z6/912 10487-1000-M12C020-04 | FASTENAL COMPANY ANIXTER OHTA | STM
4086 | 4 | 4 |  | CTAOOC | 5310219 | 1 | Standard | Each | 1.0 | Ferrite split core snap-on 28A5131-0A2 | 10309-28A5131-OA2 | STEWARD | EVS
4087 | 4 | 1 |  | CTAComponent | 5461759 | 1 | Release | Each | 50.0 | NYLON BINDING TIE CLAMP KSS CV-180 tie wrap 180x3.6mm Max Bundle Dia 46mm |  |  | HLE
4088 | 4 | 3 |  | ECCCollectorPart | 5448457 | 3 | Release | Each | 1.0 | Fuse collector |  |  | HLE
4089 | 5 | 1 |  | CTAComponent | 5447604 | 1 | Release | Each | 2.0 | 8A Fuse |  |  | HLE
4090 | 5 | 4 |  | CTAComponent | 5449858 | 1 | Release | Each | 1.0 | 4A Fuse |  |  | HLE
4091 | 5 | 3 |  | CTAComponent | 5438741 | 1 | Release | Each | 2.0 | 10A fuse |  |  | HLE
4092 | 5 | 2 |  | CTAComponent | 5438743 | 1 | Release | Each | 2.0 | 2A fuse |  |  | HLE
4093 | 4 | 7 |  | CTAComponent | 5445416-3 | 1 | Release | Each | 2.0 | AVID PRODUCTS STEEL P-CLAMP or R-clamp DIA7.9, WIDE9.7,19243 SCP-5-323-203 |  |  | HLE
4094 | 3 | 7 |  | CTAComponent | 5438408 | 2 | Release | Each | 1.0 | 19 inch mono displayer |  |  | CCX
4095 | 3 | 1 |  | CTAAssembly | 5443244 | 13 | Release | Each | 1.0 | PSPT800 positioning table for Precision THUNIS-800+ |  |  | CCX
4096 | 4 | 2 |  | CTAAssembly | 5479709 | 1 | Release | Each | 1.0 | Table front cover and key board assembly |  |  | HLE
4097 | 5 | 2 |  | CTACircuitBoard | 5450689 | 4 | Release | Each | 1.0 | PT800+ Key Board PWA |  |  | HLE
4098 | 6 |  | J3 | CTAOOC | 2258543-2 | 1 | Restricted | Each | 1.0 | CONNEC 2,54 70555 8C HEADER R.A | 01525 70555-0077 18996-5-103904-7 | MOLEX TE CONNECTIVITY | STE
4099 | 6 |  | S1-S10 | CTAComponent | 5446770 | 1 | Release | Each | 10.0 | short-travel keyswitch |  |  | HLE
4100 | 6 |  | J1 | CTAOOC | 2124292-5 | 1 | Restricted | Each | 1.0 | CONNECT TRANSIT 26C HEADER RIGHT ANG | 00214-75867-105LF 01940-821-A026P-AF-C00 00266-N2526-5002RB 10099-09 18 526 6323 | FCI AMPHENOL 3M (MINNESOTA MINING MFG) HARTING | STE
4101 | 6 |  | R1,R2 | CTAOOC | 2285457-29 | 1 | Standard | Each | 2.0 | RESISTOR 2.2k OHMS 5 % 500m WATTS | 11962-RC2010JK-072K2L 18981-CRCW20102K20JNE 00006-WCR2010LF222J 02254-MCR50JZHJ222 06725-RK73B2HTTE222J | YAGEO VISHAY IRC ROHM KOA | STE
4102 | 6 |  | J2 | CTAOOC | 46-275208P3 | 2 | Restricted | Each | 1.0 | 004 CONT PCB MOUNT HSG RT ANGLE | 01525-70555-0073 | MOLEX | STE
4103 | 6 |  | PWB | CTACircuitBoard | 5454811 | 1 | Release | Each | 1.0 | PT800+ Key Board PWB |  |  | HLE
4104 | 6 |  | CR1,CR2 | CTAOOC | 5391885 | 1 | Restricted | Each | 2.0 | PROTECTION TRANSIENT SUPPRESSOR, 300W, 24V, SOT23-6 | 21202-SMS24C.TCT | SEMTECH | STE
4105 | 5 | 1 |  | CTAAssembly | 5438729 | 3 | Release | Each | 1.0 | Table Front Cover Assembly |  |  | HLE
4106 | 6 | 5 |  | CTAComponent | 5437142 | 4 | Release | Each | 1.0 | Table Emergency button and cable |  |  | CCX
4107 | 6 | 10 |  | CTAComponent | 5458480 | 1 | Release | Each | 1.0 | Table Key board Cable 1 |  |  | HLE
4108 | 6 | 13 |  | CTAComponent | 5437918 | 1 | Release | Each | 1.0 | Table tilt Angle LCM ground cable |  |  | HLE
4109 | 6 | 15 |  | CTAComponent | 5455340 | 1 | Release | Each | 1.0 | Table Key board ground cable |  |  | HLE
4110 | 6 | 14 |  | CTAComponent | 5449151 | 1 | Release | Each | 1.0 | Table tilt Angle LCM cable |  |  | HLE
4111 | 6 | 7 |  | CTAComponent | 5439531 | 1 | Release | Each | 1.0 | Cover For Angle Meter |  |  | HLE
4112 | 6 | 2 |  | CTAComponent | 5444323 | 3 | Release | Each | 1.0 | Table Film |  |  | CCX
4113 | 6 | 1 |  | CTAComponent | 5458520 | 4 | Release | Each | 1.0 | Table Front Cover |  |  | CCX
4114 | 6 | 6 |  | CTAAssembly | 5449190 | 2 | Release | Each | 1.0 | Protecting Cover Assembly |  |  | HLE
4115 | 7 | 1 |  | CTAComponent | 5460213 | 2 | Release | Each | 1.0 | angle metre ring |  |  | HLE
4116 | 7 | 3 |  | CTAComponent | 5439713 | 1 | Release | Each | 1.0 | Bracket Board |  |  | HLE
4117 | 7 | 4 |  | CTAComponent | 5457197 | 1 | Release | Each | 4.0 | Isolated Pole |  |  | HLE
4118 | 7 | 2 |  | CTAComponent | 5438149 | 1 | Release | Each | 1.0 | Glass Cover Board |  |  | HLE
4119 | 7 | 6 |  | CTAComponent | 1010-M3C006-14 | 1 | Release | Each | 2.0 | Phillips Flat Head Screw, ISO 7046, M3-0.5, X6mm Long, Grade 4.8 Steel, Zinc Plated, RoHS Fastener | 20589-10948-03501 11060-M3C6MXFSTZ6/965A | FASTENAL COMPANY ANIXTER | STM
4120 | 7 | 5 |  | CTAComponent | 5459815 | 2 | Release | Each | 1.0 | Angle LCM |  |  | HLE
4121 | 7 | 7 |  | CTAComponent | C1213-M3C016-14 | 1 | Release | Each | 4.0 | GB_T 9074.8，M3x16mm，Grade 4.8 Steel，Zinc finish，RoHS Fastener | 25114-M3/16/PPSTPS/TC1/GB9074.8 | TR FORMAC SHANGHAI PTE LTD | HLE
4122 | 6 | 16 |  | CTAComponent | 5457708 | 1 | Release | Each | 1.0 | Table Key board ground cable 1 |  |  | HLE
4123 | 6 | 9 |  | CTAComponent | 5448614 | 1 | Release | Each | 1.0 | Joint Board |  |  | HLE
4124 | 6 | 8 |  | CTAComponent | 5445376 | 1 | Release | Each | 2.0 | L Joint |  |  | HLE
4125 | 6 | 3 |  | CTAComponent | 5440272 | 2 | Release | Each | 1.0 | Base For Emergency Switch |  |  | HLE
4126 | 6 | 12 |  | CTAComponent | C1213-M4C025-14 | 1 | Release | Each | 8.0 | GB_T 9074.8，M4x25mm，Grade 4.8 Steel，Zinc finish，RoHS Fastener | 25114-M4/25/PPSTPS/TC1/GB9074.8 | TR FORMAC SHANGHAI PTE LTD | HLE
4127 | 6 | 11 |  | CTAComponent | C1213-M3C010-14 | 1 | Release | Each | 20.0 | GB_T 9074.8，M3x10mm，Grade 4.8 Steel，Zinc finish，RoHS Fastener | 25114-M3/10/PPSTPS/TC1/GB9074.8 | TR FORMAC SHANGHAI PTE LTD | HLE
4128 | 4 | 5 |  | CTAAssembly | 5459270 | 4 | Release | Each | 1.0 | Tube cover assembly for A196 |  |  | CCX
4129 | 5 | 1 |  | CTAComponent | 5436865 | 1 | Release | Each | 1.0 | Front cover |  |  | CCX
4130 | 5 | 4 |  | CTAComponent | 5445371 | 1 | Release | Each | 1.0 | Angle meter bracket |  |  | CCX
4131 | 5 | 3 |  | CTAComponent | 5449362 | 1 | Release | Each | 1.0 | Left cover |  |  | CCX
4132 | 5 | 6 |  | CTAComponent | 5459445 | 1 | Release | Each | 1.0 | Shaft |  |  | CCX
4133 | 5 | 5 |  | CTAAssembly | 5440480 | 1 | Release | Each | 1.0 | Bearing bracket |  |  | CCX
4134 | 6 | 2 |  | CTAComponent | 5437367 | 1 | Release | Each | 1.0 | Bearing base |  |  | CCX
4135 | 6 | 1 |  | CTAComponent | 5460209 | 1 | Release | Each | 1.0 | Mounting plate |  |  | CCX
4136 | 5 | 2 |  | CTAComponent | 5438925 | 1 | Release | Each | 1.0 | Right cover |  |  | CCX
4137 | 5 | 8 |  | CTAComponent | 5461751 | 1 | Release | Each | 1.0 | Balancing block |  |  | CCX
4138 | 5 | 10 |  | CTAComponent | 5445366 | 1 | Release | Each | 2.0 | Tube ring |  |  | CCX
4139 | 5 | 9 |  | CTAComponent | 5457937 | 1 | Release | Each | 2.0 | Side cover bracket |  |  | CCX
4140 | 5 | 7 |  | CTAComponent | 5445372 | 1 | Release | Each | 1.0 | Balancing block bracket |  |  | CCX
4141 | 5 | 12 |  | CTAComponent | 5453907 | 1 | Release | Each | 1.0 | Dial |  |  | CCX
4142 | 5 | 14 |  | CTAComponent | 5441313 | 1 | Release | Each | 1.0 | Bearing NSK 696 |  |  | CCX
4143 | 5 | 13 |  | CTAAssembly | 5492692 | 1 | Release | Each | 1.0 | Front logo |  |  | CCX
4144 | 6 | 2 |  | CTAComponent | 5492691 | 1 | Release | Each | 1.0 | Disc frame |  |  | CCX
4145 | 6 | 1 |  | CTAComponent | 5492690 | 2 | Release | Each | 1.0 | Transparent disc |  |  | CCX
4146 | 5 | 11 |  | CTAComponent | 5436070 | 1 | Release | Each | 2.0 | Side logo |  |  | CCX
4147 | 5 | 15 |  | CTAComponent | 1000-M3C010-04 | 4 | Release | Each | 2.0 | Hexagon Socket Head Cap Screw, ISO 4762, M3-0.5, X10mm Long, Grade 8.8 Steel, Zinc Plated, RoHS Fastener | 20589-10948-03226 10487-1000-M3C010-04 24140-M3/10/SOHTCS/TC1D/DIN912 11060-M3C10KCSC9Z6/912 A0996-BN 4 M3 X 10mm CR6+FREE | FASTENAL COMPANY OHTA TR FORMAC DIV OF TR FASTENINGS ANIXTER BOSSARD | STM
4148 | 5 | 18 |  | CTAComponent | 1010-M3C006-14 | 1 | Release | Each | 4.0 | Phillips Flat Head Screw, ISO 7046, M3-0.5, X6mm Long, Grade 4.8 Steel, Zinc Plated, RoHS Fastener | 20589-10948-03501 11060-M3C6MXFSTZ6/965A | FASTENAL COMPANY ANIXTER | STM
4149 | 5 | 19 |  | CTAComponent | 2000-M3-03 | 2 | Release | Each | 2.0 | WASHER PLAIN - LARGE 3.2 MM 7 MM , HV200, Steel, Zinc plate RoHS Washer | 10487-2000-M3-03 23983-6083737 24140-200-M3-03 | OHTA BOSSARD CHINA TR FORMAC DIV OF TR FASTENINGS | STM
4150 | 5 | 17 |  | CTAComponent | 1003-M4C005-31 | 1 | Release | Each | 2.0 | Hexagon Socket Button Head Screw, M4-0.7, X5mm Long, A2-70 Stainless Steel, Passivate, RoHS Fastener | 11060-M4C5KBCSJ/7380 A0996-BN 1593 M4 x 5mm CR6+FREE 24140-M4/5/BHA2MC/PAS/ISO7380 | ANIXTER BOSSARD TR FORMAC DIV OF TR FASTENINGS | STM
4151 | 5 | 16 |  | CTAComponent | 1000-M4C008-04 | 6 | Release | Each | 18.0 | Hexagon Socket Head Cap Screw, ISO 4762, M4-0.7, X8mm Long, Grade 8.8 Steel, Zinc Plated, RoHS Fastener | 20589-10948-03230 11060-M4C8KCSC9Z6/912 10487-1000-M4C008-04 A0996-BN 4 M4 X 8mm CR6+FRE 24140-M4/8/SOHTCS/TC1D/ISO4762 | FASTENAL COMPANY ANIXTER OHTA BOSSARD TR FORMAC DIV OF TR FASTENINGS | STM
4152 | 5 | 22 |  | CTAComponent | C2106-M4-02 | 3 | Release | Each | 18.0 | Spring Lock Washer, M4, Zinc plated, Rohs Fastener | 24140-C2106-M4-02 | TR FORMAC DIV OF TR FASTENINGS | HLE
4153 | 5 | 21 |  | CTAComponent | 2106-M3-05 | 2 | Release | Each | 2.0 | Spring Lock Washer with Flat Ends JIS B1251, M3, Spring Steel, Zinc Plated, Rohs Fastener | 24140-MEP M3/SPSTWA/TC1D/JIS B1251 | TR FORMAC DIV OF TR FASTENINGS | STM
4154 | 5 | 20 |  | CTAComponent | 2000-M4-03 | 3 | Release | Each | 10.0 | FLAT WASHER - NORMAL SERIES, ISO 7089, M4 CLASS 200H STEEL, ZINC PLATED RoHS FASTENER | 24140-M4/-/PWSTWA/TC1/DIN125 10487-2000-M4-03 A0996-BN 343 M4 CR6+FREE 24432-11103691 11060-M4NWSFSTZ6/125ATP | TR FORMAC DIV OF TR FASTENINGS OHTA BOSSARD FASTENAL ANIXTER | STM
4155 | 5 | 24 |  | CTAComponent | 5491729 | 1 | Release | Each | 1.0 | Disk spring 11.8x6.2 |  |  | CCX
4156 | 5 | 23 |  | CTAComponent | 3001-M6C-27 | 3 | Release | Each | 1.0 | Hexagon Thin Nut, ISO4035, M6-1.0, Grade 04 Steel, Zinc Plated, RoHS Fastener | 20589-10948-03713 24140-M6/-/HLST-/TC1D/DIN439B 11060-M6CNFJSTZ6/439B 24140-M6/-/HLST-/TC1/DIN439B A0996-BN124 M6 CR6+FREE | FASTENAL COMPANY TR FORMAC DIV OF TR FASTENINGS ANIXTER TR FORMAC DIV OF TR FASTENINGS BOSSARD | STM
4157 | 4 | 7 |  | CTACircuitBoard | 5444620 | 6 | Release | Each | 1.0 | PT800+ Motor board PWA |  |  | CCX
4158 | 5 |  | C1 | CTAOOC | 46-230002P14 | 1 | Standard | Each | 1.0 | CAPACITOR 1000 UF 63V ALUMINUM ELECTROLYTIC -55 TO 105 DEG C | 07092 EEUFC1J102U 18981-517D108M063EN6AE3 23515-B41851A8108M00 06533-UPW1J102MHD | PANASONIC VISHAY EPCOS NICHICON CORPORATION | STE
4159 | 5 |  | J1 | CTAOOC | 46-296085P3 | 1 | Restricted | Each | 1.0 | CONNECTOR 4 CONTACTS FOR GOLD PLATED CONTACTS SEE 46-2218 60P3. | 18996-641968-1 | TE CONNECTIVITY | STE
4160 | 5 |  | J6 | CTAOOC | 46-278307P6 | 1 | Standard | Each | 1.0 | CONNECTOR HEADER 34 EACH WITH EJECTORS | 00266-N3431-6302RB 18996-5499922-8 | 3M (MINNESOTA MINING MFG) TE CONNECTIVITY | STE
4161 | 5 |  | D1-D3 | CTAOOC | 46-311083P2 | 3 | Standard | Each | 3.0 | BAV70 SWITCHING DIODE DUAL SER SW VR-70V VF-1.25V 200 MA SOT23 | 18846-BAV70LT1G 18889-BAV 70 E6327 18889-BAV70E6327HTSA1 | ON SEMICONDUCTOR INFINEON TECHNOLOGIES AG INFINEON TECHNOLOGIES AG | STE
4162 | 5 |  | R34-R37,R43,R45-R47 | CTAOOC | 46-312792P81 | 6 | Standard | Each | 8.0 | RESISTOR 100 OHMS 1 PERCENT .125 WATTS 100 VOLT 100 PPM TC 0805 PACKAGE | 18981-CRCW0805100RFKE 11962-RC0805FR-07100RL 00006-WCR0805LF1000F 05498-MC08051000FTW 06725-RK73H2ATTD1000F 02254-MCR10EZPF1000 | VISHAY YAGEO IRC RCD COMPONENTS INC. KOA ROHM | STE
4163 | 5 |  | R11-R16,R20-R33,R38-R41,R48-R51 | CTAOOC | 46-312792P127 | 5 | Standard | Each | 28.0 | RESISTOR 6.81k OHMS 1 PERCENT .125 WATTS | 11962-RC0805FR-076K81L 05498-MC08056811FTW 00006-WCR0805LF6811F 06725-RK73H2ATTD6811F 18981-CRCW08056K81FKE 02254-MCR10EZPF6811 | YAGEO RCD COMPONENTS INC. IRC KOA VISHAY ROHM | STE
4164 | 5 |  | R1-R6 | CTAOOC | 46-312792P24 | 3 | Standard | Each | 6.0 | RESISTOR 20k OHMS 1 PERCENT .125 WATTS | 06725-RK73H2ATTD2002F 05498-MC08052002FTW 18981-CRCW080520K0FKE 00006-WCR0805LF2002F | KOA RCD COMPONENTS INC. VISHAY IRC | STE
4165 | 5 |  | J8,J9 | CTAOOC | 2215718 | 1 | Restricted | Each | 2.0 | CONNECTOR_NEW RECTANGULAR, UN 2 EACH | 18996-641964-1 | TE CONNECTIVITY | STE
4166 | 5 |  | R7 | CTAOOC | 2125187-111 | 2 | Restricted | Each | 1.0 | RESISTOR, 4K70, 1Percent, 0.25W, THICK FILM, 100PPM, SMD 1206 | 11962-RC1206FR-074K7L 05498-MC12064701FTW 02254-MCR18EZPF4701 00006-WCR1206LF4701F 00078-CR1206FX4701ELF 10302-RMCF1/8-4.7K-1% 06725-RK73H2BTTD4701F 07092-ERJ8ENF4701 18981-CRCW12064K70FKE 10302-RMCF1206FT4K70 | YAGEO RCD COMPONENTS INC. ROHM IRC BOURNS SEI KOA PANASONIC VISHAY SEI | STE
4167 | 5 |  | J2,J3 | CTAOOC | 2256195-2 | 1 | Standard | Each | 2.0 | CONNECTOR_NEW RECTANGULAR, UN 3 EACH UNIVERSAL MATE-N-LOC INLINE 3 CONTAC | 18996-350789-1 | TE CONNECTIVITY | STE
4168 | 5 |  | J7 | CTAOOC | 2227700-3 | 4 | Standard | Each | 1.0 | CONNECT TRANSIT+LATCH 20C HEADER STR | 18996-2-5499206-4 00266-N3428-6302RB 01940-842-816-2030-435 00214-71918-120LF 10099-09 18 520 5904 | TE CONNECTIVITY 3M (MINNESOTA MINING MFG) AMPHENOL FCI HARTING | STE
4169 | 5 |  | J4,J5 | CTAOOC | 2227700 | 4 | Standard | Each | 2.0 | CONNECTOR 2.54 RIBBON CABLE, 2X05POS HEADER, STRAIGHT, LONG LATCH, 0.8UM GOLD, PWB1.6 | 18996-2-5499206-1 01940-842-816-1030-435S 00266-N3793-6302RB 10099-09 18 510 5904 | TE CONNECTIVITY AMPHENOL 3M (MINNESOTA MINING MFG) HARTING | STE
4170 | 5 |  | K1-K3,K5 | CTAOOC | 2367881 | 1 | Restricted | Each | 4.0 | RELAIS 24V 1T1R 1250VA 380V 5A CIH | 05249-G6B-2114P-US DC24 | OMRON CORPORATION | STE
4171 | 5 |  | K6 | CTAOOC | 2377701-5 | 2 | Standard | Each | 1.0 | RELAY 24VDC COIL, SPST-NO 3KVA 250VAC 12A, PWB | 05249-G2RL-1A DC24 18996-3-1393239-0 | OMRON CORPORATION TE CONNECTIVITY | STE
4172 | 5 |  | U1-U4 | CTAOOC | 2364058-4 | 1 | Standard | Each | 4.0 | I.C PHOTOCOUP X4 SOL16 4.4MM | 18981-TCMT4100 22942-ACPL-247-560E | VISHAY AVAGO | STE
4173 | 5 |  | Coating | CTAComponent | 5491998 | 1 | Release | Each | 1.0 | conformal coating material |  |  | CCX
4174 | 5 |  | PWB | CTACircuitBoard | 5448678 | 2 | Release | Each | 1.0 | PT800+ Motor Board PWB |  |  | CCX
4175 | 5 |  | R8 | CTAOOC | 2396319 | 2 | Standard | Each | 1.0 | RESISTOR 51 OHMS 5 PERCENT 10 WATTS | 00006-PWR-10 51R0 5% LF 18981-CPCC1051R00JE | IRC VISHAY | STE
4176 | 4 | 11 |  | CTAComponent | 5462259 | 1 | Release | Each | 1.0 | Table Board Interface cable2 |  |  | HLE
4177 | 4 | 8 |  | CTAAssembly | 5473932 | 6 | Release | Each | 1.0 | Table Board Assembly |  |  | CCX
4178 | 5 |  | jumper | CTAOOC | 2293523 | 2 | Standard | Each | 1.0 | CONNECTOR_NEW SHUNT 2 EACH | 00543 313 1731 000 40 0 18996-390088-1 19042 CF254-060-1 00214-68786-102LF | KONTEK-COMATEL TE CONNECTIVITY NICOMATIC FCI | STE
4179 | 5 |  | PDL | CTASoftware | 5473940 | 5 | Release | Each | 1.0 | PT800+ Table Board Firmware |  |  | CCX
4180 | 5 |  | PWA | CTACircuitBoard | 5458763 | 4 | Release | Each | 1.0 | PT800+ Table board PWA |  |  | HLE
4181 | 6 |  | PWB | CTACircuitBoard | 5451481 | 1 | Release | Each | 1.0 | PT800+ Table board PWB |  |  | HLE
4182 | 7 |  | J11,J331,J341 | CTAOOC | 46-221703P17 | 2 | Not Recommended | Each | 3.0 | 025 POS 50 CONT .100 SPACING STRAIGHT W/LONG LATCHES 4-WALL AMP PART IS RESTRICTED DUE TO THE FA CT THAT IT REQUIRES A .250 LONG SCRE W TO RETAIN IT. | 00266 3433-6303 00266 3433-6603 02973 IDH-50PK1-S4-TG30 | 3M (MINNESOTA MINING MFG) 3M (MINNESOTA MINING MFG) ROBINSON NUGENT INC | STA
4183 | 7 |  | R53,R132 | CTAOOC | 46-170025P36 | 8 | Not Recommended | Each | 2.0 | RESISTOR 100k OHMS 10 PERCENT .5 WATTS CERMET TOP ADJ 25 TURN. WARNING: Unknown Whisker Risk | 01667-67WR100KLF 18981-T93YA104K 00078-3296W-1-104LF | BI TECHNOLOGIES VISHAY BOURNS | STE
4184 | 7 |  | R47,R49,R204,R205,R207-R210,R212,R213 | CTAOOC | 46-286365P30 | 9 | Restricted | Each | 10.0 | RESISTOR 2k OHMS 1 % .25 WATTS 1206 PACKAGE SURFACE MOUNT | 18981-CRCW12062K00FKE 11962-RC1206FR-072KL 06725-RK73H2BTTD2001F 05498-MC12062001FTW 02254-MCR18EZPF2001 | VISHAY YAGEO KOA RCD COMPONENTS INC. ROHM | STE
4185 | 7 |  | J15 | CTAOOC | 46-278307P6 | 1 | Standard | Each | 1.0 | CONNECTOR HEADER 34 EACH WITH EJECTORS | 00266-N3431-6302RB 18996-5499922-8 | 3M (MINNESOTA MINING MFG) TE CONNECTIVITY | STE
4186 | 7 |  | J1 | CTAOOC | 46-296085P3 | 1 | Restricted | Each | 1.0 | CONNECTOR 4 CONTACTS FOR GOLD PLATED CONTACTS SEE 46-2218 60P3. | 18996-641968-1 | TE CONNECTIVITY | STE
4187 | 7 |  | J2 | CTAOOC | 46-238725P1 | 1 | Restricted | Each | 1.0 | CONNECTOR_NEW HDP-20 SERIES PWB MT | 18996-5745071-4 | TE CONNECTIVITY | STE
4188 | 7 |  | C136 | CTAOOC | 46-302742P8 | 3 | Standard | Each | 1.0 | CAPACITOR FIXED 1u FARADS 35 VOLTS .138L .110W .075H 3528 SURFACE MOUNT DEVICE | 18981-293D105X9035B2TE3 08390-T491B105K035AT | VISHAY KEMET | STE
4189 | 7 |  | D1-D3 | CTAOOC | 46-311083P2 | 3 | Standard | Each | 3.0 | BAV70 SWITCHING DIODE DUAL SER SW VR-70V VF-1.25V 200 MA SOT23 | 18846-BAV70LT1G 18889-BAV 70 E6327 18889-BAV70E6327HTSA1 | ON SEMICONDUCTOR INFINEON TECHNOLOGIES AG INFINEON TECHNOLOGIES AG | STE
4190 | 7 |  | TP0-TP13 | CTAOOC | 46-301752P5 | 3 | Standard | Each | 14.0 | CONNECTOR 1 CONTACTS SURFACE MOUNT PRINTED CIRCUIT TEST POINTS | 04947 5016 ZZC70-TP-107-02-1-T | KEYSTONE ELECTRONICS CORP COMPONENTS CORPORATION | STE
4191 | 7 |  | R6,R7,R124,R133,R151,R174-R178,R180-R183,R189,R199,R200,R202,R203,R216-R219 | CTAOOC | 46-312792P1 | 6 | Standard | Each | 23.0 | RESISTOR 0 OHM 1PERCENT 125MW 0805 JUMPER SURFACE MOUNTING 0 OHM L .079 W .050 T .018 | 18981-CRCW08050000Z0E 06725-RK73Z2AT 05498-ZC0805TW | VISHAY KOA RCD COMPONENTS INC. | STE
4192 | 7 |  | R1-R5,R8,R9,R11,R16,R34-R41,R43-R46,R125,R179,R185-R188,R206 | CTAOOC | 46-312792P11 | 4 | Standard | Each | 28.0 | RESISTOR 2k OHMS 1 % .125 WATTS 100V 100PPM/C | 18981-CRCW08052K00FKE 11623-NRC10F2001TRF 00006-WCR0805LF2001F 06725-RK73H2ATTD2001F 05498-MC08052001FTW | VISHAY NIC COMPONENTS CORPORATION IRC KOA RCD COMPONENTS INC. | STE
4193 | 7 |  | K1,K3-K5 | CTAOOC | 46-312336P3 | 4 | Standard | Each | 4.0 | RELAY AND CONTACTOR DPDT 24 V COIL VOLTAGE, CONTACT RATING OF 110 VDC,125 VAC AT 1 AMP | 07092-TQ2SA-24V | PANASONIC | STE
4194 | 7 |  | R26-R33,R190-R197 | CTAOOC | 46-312792P17 | 2 | Standard | Each | 16.0 | RESISTOR 475 OHMS 1 % .125 WATTS 100V 0805 CASE SIZE THICK FILM +-100 PPM/C | 11962-RC0805FR-07475RL 00006-WCR0805LF4750F 18981-CRCW0805475RFKE 05498-MC08054750FTW | YAGEO IRC VISHAY RCD COMPONENTS INC. | STE
4195 | 7 |  | R12,R51,R52,R66-R91,R93-R123,R147,R173,R184,R198,R201 | CTAOOC | 46-312792P24 | 3 | Standard | Each | 65.0 | RESISTOR 20k OHMS 1 PERCENT .125 WATTS | 06725-RK73H2ATTD2002F 05498-MC08052002FTW 18981-CRCW080520K0FKE 00006-WCR0805LF2002F | KOA RCD COMPONENTS INC. VISHAY IRC | STE
4196 | 7 |  | R48,R50,R211,R214,R215 | CTAOOC | 46-312792P81 | 6 | Standard | Each | 5.0 | RESISTOR 100 OHMS 1 PERCENT .125 WATTS 100 VOLT 100 PPM TC 0805 PACKAGE | 18981-CRCW0805100RFKE 11962-RC0805FR-07100RL 00006-WCR0805LF1000F 05498-MC08051000FTW 06725-RK73H2ATTD1000F 02254-MCR10EZPF1000 | VISHAY YAGEO IRC RCD COMPONENTS INC. KOA ROHM | STE
4197 | 7 |  | R10,R13-R15,R17-R25,R134-R143,R145,R148,R149,R169-R172 | CTAOOC | 46-312792P13 | 4 | Standard | Each | 30.0 | RESISTOR 1k OHMS 1 PERCENT .125 WATTS 0805 CASE SIZE | 11623-NRC10F1001TRF 05498-MC08051001FTW 18981-CRCW08051K00FKE 06725-RK73H2ATTD1001F 00006-WCR0805LF1001F | NIC COMPONENTS CORPORATION RCD COMPONENTS INC. VISHAY KOA IRC | STE
4198 | 7 |  | U1-U12,U27-U29,U31 | CTAOOC | 2118048 | 3 | Restricted | Each | 16.0 | DRIVER-RECEIVER NOT APPLICABLE 4 EAC QUAD LINE RECEIVER DS1489A S014 | 00495-SN75189AD | TEXAS INSTRUMENTS | STE
4199 | 7 |  | J4 | CTAOOC | 2106009-6 | 1 | Restricted | Each | 1.0 | CONNEC LOW-PROF TRANSI 10C HEAD STR | 01940 821-A010P-AM-A00 00214-75869-101LF 00266-N2510-6002RB 10099-09 18 510 6324 18996-5103308-1 | AMPHENOL FCI 3M (MINNESOTA MINING MFG) HARTING TE CONNECTIVITY | STE
4200 | 7 |  | J14 | CTAOOC | 2117073 | 1 | Not Recommended | Each | 1.0 | CONNECTOR 3 CONTACTS HEADER. WARNING: Unknown Whisker Risk | 18996-171825-3 | TE CONNECTIVITY | STE
4201 | 7 |  | U24-U26,U30 | CTAOOC | 2105421 | 1 | Restricted | Each | 4.0 | AMPLIFIER 2 EACH 2 PPM-DEG C 5.2 VOL SINGLE SUPPLY, RAIL TO RAIL LOW POWERFET-INPUT OP AMP | 01649-AD822BRZ | ANALOG DEVICES, INC. | STE
4202 | 7 |  | J12,J43 | CTAOOC | 2137666-7 | 1 | Standard | Each | 2.0 | CONNECTOR 8 CONTACTS 600 VOLTS 3 AMP SINGLE ROW .120 STRAIGHT HEADER WITH POLARIZATION SLOTS. | 01525 70545-0042 | MOLEX | STE
4203 | 7 |  | J7,J42 | CTAOOC | 2137666-5 | 1 | Standard | Each | 2.0 | CONNECTOR 6 CONTACTS 600 VOLTS 3 AMP SINGLE ROW .120 STRAIGHT HEADER WITH POLARIZATION SLOTS. | 01525 70545-0040 | MOLEX | STE
4204 | 7 |  | J3,J5,J6,J9,J13,J16,J17 | CTAOOC | 2137666-2 | 1 | Standard | Each | 7.0 | CONNECTOR 3 CONTACTS 600 VOLTS 3 AMP SINGLE ROW .125 STRAIGHT HEADER WITH POLARIZATION SLOTS. | 01525 70545-0037 | MOLEX | STE
4205 | 7 |  | J8 | CTAOOC | 2137666-9 | 1 | Standard | Each | 1.0 | CONNECTOR 10 CONTACTS 600 VOLTS 3 AM SINGLE ROW .120 STRAIGHT HEADER WITH POLARIZATION SLOTS | 01525 70545-0044 | MOLEX | STE
4206 | 7 |  | J18 | CTAOOC | 2137666-13 | 1 | Restricted | Each | 1.0 | CONNECTOR 4 CONTACTS 600 VOLTS 3 AM SINGLE ROW .120 STRAIGHT HEADER POLARIZATION SLOTS | 01525 70545-0073 | MOLEX | STE
4207 | 7 |  | C6-C8,C21-C29,C34,C35,C40,C41,C44,C49-C60,C62-C90,C92-C94,C96,C97,C99,C101,C103-C123,C137-C140 | CTAOOC | 2187107-6 | 3 | Not Recommended | Each | 90.0 | CAPACITOR FIXED .1u FARADS 50 VOLTS | 08390 C0805C104K5RAC 07945-CL21B104KBCNNNC | KEMET SAMSUNG | STE
4208 | 7 |  | U13 | CTAOOC | 2211252-5 | 4 | Standard | Each | 1.0 | LOGIC 74AHC-VHC14 TSSOP14 | 00495-SN74AHC14PWG4 18846-MC74VHC14DTG 00495-SN74AHC14PWE4 00495 SN74AHC14PW | TEXAS INSTRUMENTS ON SEMICONDUCTOR TEXAS INSTRUMENTS TEXAS INSTRUMENTS | STE
4209 | 7 |  | J351 | CTAOOC | 2227700-4 | 2 | Standard | Each | 1.0 | CONNECT TRANSIT+LATCH 26C HEADER STR | 00266-N3429-6302RB 10099-09 18 526 5904 01940-842-816-2630-435 18996-2-5499206-6 | 3M (MINNESOTA MINING MFG) HARTING AMPHENOL TE CONNECTIVITY | STE
4210 | 7 |  | U15-U23 | CTAOOC | 2196877-12 | 6 | Standard | Each | 9.0 | IC, LOGIC, 74LVC-LCX244, TSSOP20 | 00124-74LCX244TTR 18846-MC74LCX244DTG 19638-LVC244BTELL-E 00495-SN74LVC244APWE4 00495-SN74LVC244APWG4 00495-SN74LVC244APW | ST MICROELECTRONICS ON SEMICONDUCTOR RENESAS TECHNOLOGY CORP TEXAS INSTRUMENTS TEXAS INSTRUMENTS TEXAS INSTRUMENTS | STE
4211 | 7 |  | C47 | CTAOOC | 2187107-10 | 2 | Standard | Each | 1.0 | CAPACITOR CERAMIC X7R, 1UF 10Percent, 16V, SMD 0805 | 02862-GRM21BR71C105KA01 19214-0805YC105KAT | MURATA AVX/KYOCERA | STE
4212 | 7 |  | Q1-Q4 | CTAOOC | 2235316 | 1 | Restricted | Each | 4.0 | RESEAU-T CMS DAR NPN ULN2003 SOLP16 | 00495-ULN2003AD | TEXAS INSTRUMENTS | STE
4213 | 7 |  | C45 | CTAOOC | 2240282-15 | 2 | Standard | Each | 1.0 | CAPACITOR CERAMIC, X7R, 10UF, 10Percent, 16V, SMD 1206 | 03041-C3216X7R1C106K 08390-C1206C106K4RAC 11962-CC1206KKX7R7BB106 03041-C3216X7R1C106K160AC | TDK KEMET YAGEO TDK | STE
4214 | 7 |  | C9-C20,C30-C33,C36-C39,C42,C43,C46,C48,C61,C91,C95,C98,C100,C102,C124-C135 | CTAOOC | 2235239-6 | 2 | Standard | Each | 42.0 | CAPACITOR X7R 100NF 10% 16V 0603 | 08390 C0603C104K4RAC 18981-VJ0603Y104KXJ 11962-CC0603KRX7R7BB104 19214-0603YC104KAT | KEMET VISHAY YAGEO AVX/KYOCERA | STE
4215 | 7 |  | J10,J41 | CTAOOC | 2227700-10 | 3 | Standard | Each | 2.0 | CONNECT TRANSIT+LATCH 14C HEADER STR | 10099-09 18 514 5904 00266-N3314-6302RB | HARTING 3M (MINNESOTA MINING MFG) | STE
4216 | 7 |  | Y1 | CTAOOC | 2273338-7 | 2 | Restricted | Each | 1.0 | OSCIL 1.000MHZ 100PPM +EN LCSO4 SMD | 08522-SG-8002CA 1.0000M-PTC 03265-VCC1-A3A-1M000 20038-092-1-2 | EPSON, QD DIVISION VECTRON LABORATORIES INC FOX ELECTRONICS | STE
4217 | 7 |  | U33 | CTAOOC | 2246237-2 | 3 | Standard | Each | 1.0 | DRIVER-RECEIVER UART WITH 16 BYTE FIFO 3.3-5V SUPPLY, 48-TQFP NOTE ONLY TI PART HAS AUTOFLOW CNTRL | 00495-TL16C550CPTG4 ZZE10-ST16C550CQ48-F | TEXAS INSTRUMENTS EXAR | STE
4218 | 7 |  | S1,S2 | CTAOOC | 2253364-2 | 3 | Not Recommended | Each | 2.0 | SURFACE MOUNT DIP SWITCH, 4 POSITION GULL WING WITH POLYIMIDE TAPE SEAL MACHINE-INSERTABLE. WARNING: Unknown Whisker Risk | 05229-90HBW04PRT 00031-219004MST | GRAYHILL CTS CORP | STE
4219 | 7 |  | U35 | CTAOOC | 2242543-4 | 3 | Standard | Each | 1.0 | MEMORY EEPROM, 2048 WORDS X 8 BITS, 1.8V TO 5.5V, 400KHZ, SO8 | 00124-M24C16-RMN6P 08433-CAT24C16WI-G | ST MICROELECTRONICS ON SEMI (FORMERLY CATALYST) | STE
4220 | 7 |  | Y2 | CTAOOC | 2304499-16 | 3 | Standard | Each | 1.0 | OSCIL 10.0000MHZ 50PPM +EN LCSO4 SMD | 05746-T3392-10M 00031 CB3LV-3C-10M0000 11682-SM7745HV-10.0M 08522-SG-8002CA 10.000M-PCB 11465-LF SPXO014281 20038-F4105-100 05968 S1803B-10.0000 11718 CO4305-10.000 08522-SG-710ECK 10.0000MB 05968-S1613B-10.0000 | VALPEY FISHER DIV.OF VALTEC CO CTS CORP PLETRONICS EPSON, QD DIVISION C-MAC FREQUENCY PROD/ IQD FOX ELECTRONICS PERICOM, FORMERLY SARONIX RALTRON (FORMERLY SHOWA) EPSON, QD DIVISION PERICOM, FORMERLY SARONIX | STE
4221 | 7 |  | DS1-DS17 | CTAOOC | 2279219-2 | 1 | Standard | Each | 17.0 | LED GREEN LTST-C190G 0603 SMD | 18802 AP1608SGC 00941 HSMG-C190 11520 LTST-C190GKT 09050 PG1111C | KINGBRIGHT AVAGO TECHNOLOGIES LITE-ON STANLEY ELECTRIC CO LTD | STE
4222 | 7 |  | U34 | CTAOOC | 2274500-2 | 1 | Standard | Each | 1.0 | LOGIC INTERFACE RS-232 DRIVER-RECEIVER TSSOP 3 TO 5 V SUPPLY WITH ESD PROTECTION | 00495-MAX3232CPWE4 00124-ST3232ECTR 01649-ADM3202ARUZ | TEXAS INSTRUMENTS ST MICROELECTRONICS ANALOG DEVICES | STE
4223 | 7 |  | R42,R64,R65,R92,R159-R162 | CTAOOC | 2324551-5 | 4 | Standard | Each | 8.0 | RESISTOR 100k OHMS 1 % .1 WATTS SMT 0603 THICK FILM | 00006-WCR0603LF1003F 05498-MC06031003FTW 02254 MCR03EZPFX1003 18981-CRCW0603100KFKE 11962-RC0603FR-07100KL 06725-RK73H1JTTD1003F 10302-RMCF0603FT100K | IRC RCD COMPONENTS INC. ROHM VISHAY YAGEO KOA SEI | STE
4224 | 7 |  | R126,R128,R163,R165 | CTAOOC | 2324551-28 | 3 | Standard | Each | 4.0 | RESISTOR 332 OHMS 1 % .1 WATTS SMT 0603 THICK FILM | 06725-RK73H1JTTD3320F 00006-WCR0603LF3320F 11962-RC0603FR-07332RL 02254 MCR03EZPFX3320 05498-MC06033320FTW 18981-CRCW0603332RFKE 10302-RMCF0603FT332R | KOA IRC YAGEO ROHM RCD COMPONENTS INC. VISHAY SEI | STE
4225 | 7 |  | R130,R131,R167,R168 | CTAOOC | 2324551-2 | 3 | Standard | Each | 4.0 | RESISTOR 100 OHMS 1 PERCENT .1 WATTS SMT 0603 THICK FILM | 05498-MC06031000FTW 11962-RC0603FR-07100RL 00006-WCR0603LF1000F 02254 MCR03EZPFX1000 06725-RK73H1JTTD1000F 18981-CRCW0603100RFKE 10302-RMCF0603FT100R | RCD COMPONENTS INC. YAGEO IRC ROHM KOA VISHAY SEI | STE
4226 | 7 |  | R58,R59,R152,R154 | CTAOOC | 2324551 | 4 | Standard | Each | 4.0 | RESISTOR 10 OHMS 1 % .1 WATTS SMT 0603 THICK FILM | 05498-MC060310R0FTW 06725-RK73H1JTTD10R0F 00006-WCR0603LF10R0F 02254-MCR03EZPFX10R0 18981-CRCW060310R0FKE 11962-RC0603FR-0710RL 10302-RMCF0603FT10R0 | RCD COMPONENTS INC. KOA IRC ROHM VISHAY YAGEO SEI | STE
4227 | 7 |  | VR1 | CTAOOC | 2334692 | 1 | Restricted | Each | 1.0 | REGULATOR 3.3V OUTPUT LOW DROPOUT ANYCAP, 1.5A OUTPUT, SOT-223 | 01649-ADP3339AKCZ-3.3 | ANALOG DEVICES, INC. | STE
4228 | 7 |  | R62,R63,R157,R158 | CTAOOC | 2324551-373 | 2 | Standard | Each | 4.0 | RESISTOR 316 OHMS 1 PERCENT .1 WATT 100 PPM SMT 0603 THICK FILM | 06725-RK73H1JTTD3160F 02254-MCR03EZPFX3160 18981-CRCW0603316RFKEA 00006-WCR0603LF3160FPLT 00078-CR0603FX3160LF 11962-RC0603FR-07316RL | KOA ROHM VISHAY IRC BOURNS YAGEO | STE
4229 | 7 |  | R56,R57,R60,R61,R150,R153,R155,R156 | CTAOOC | 2324551-170 | 2 | Standard | Each | 8.0 | RESISTOR 143k OHMS 1 % .1 WATTS SMT 0603 THICK FILM | 05498-MC06031433FTW 00006-WCR0603LF1433F 06725-RK73H1JTTD1433F 11962-RC0603FR-07143KL 02254 MCR03EZPFX1433 18981-CRCW0603143KFKE 10302-RMCF1/16-143K-1% 10302-RMCF0603FT143K | RCD COMPONENTS INC. IRC KOA YAGEO ROHM VISHAY SEI SEI | STE
4230 | 7 |  | R54,R55,R127,R129,R164,R166 | CTAOOC | 2324551-39 | 3 | Standard | Each | 6.0 | RESISTOR 4.99k OHMS 1 % .1 WATTS SMT 0603 THICK FILM | 18981-CRCW06034K99FKE 11962-RC0603FR-074K99L 00006-WCR0603LF4991F 05498-MC06034991FTW 06725-RK73H1JTTD4991F 02254 MCR03EZPFX4991 10302-RMCF0603FT4K99 | VISHAY YAGEO IRC RCD COMPONENTS INC. KOA ROHM SEI | STE
4231 | 7 |  | U14 | CTAOOC | 5135116-3 | 1 | Standard | Each | 1.0 | PROGRAMMABLE CPLD, 2210 LOGIC ELEMENTS, MAX_II, 1.5-3.3V I_O VOLTAGE, 2.5-3.3V SUPPLY, 204 IO PINS, FBGA 256 | 10208-EPM2210F256C5N | ALTERA | STE
4232 | 7 |  | C1,C2,C4 | CTAOOC | 2378169 | 3 | Standard | Each | 3.0 | U6214CS CAPACITOR FIXED 100U FARADS | 07092-EEEHA1V101XP 06533-UWZ1V101MCL1GS 10220-EMVE350ADA101MF80G | PANASONIC NICHICON CORPORATION CHEMI-CON | STE
4233 | 7 |  | CR1,CR2 | CTAOOC | 2408243 | 1 | Restricted | Each | 2.0 | U1813HE SEMICONDUCTOR DIODE 5 VOLTS 5U AMPS | 10289-GBLC05C-LF | PROTEK DEVICES | STE
4234 | 7 |  | C3,C5 | CTAOOC | 2378166 | 4 | Standard | Each | 2.0 | U6211CS CAPACITOR FIXED 10U FARADS | 06533-UWZ1V100MCL1GB 07092-EEEHA1V100R 10220-EMVE350ADA100ME55G | NICHICON CORPORATION PANASONIC CHEMI-CON | STE
4235 | 7 |  | H1 | CTAOOC | 5338074 | 1 | Restricted | Each | 1.0 | PIEZOELECTRIC SOUNDER, EXTERNAL DRIVE PIN TYPE | 02862-PKM13EPYH4002-B0 | MURATA | STE
4236 | 7 |  | U32 | CTAOOC | 5394889 | 2 | Standard | Each | 1.0 | IC, AD CONVERTER, 12BITS, 4CHANNELS INPUT, SAR, T AND H, 0.5 TO 1MSPS, SERIAL OUT, 3V TO 5V VCC, ADC124S101C, MSOP10, 85C | 00036-ADC124S101CIMM/NOPB 00495-ADC124S101CIMM/NOPB | NATIONAL SEMICONDUCTOR TEXAS INSTRUMENTS | STE
4237 | 7 |  | R144,R146 | CTAOOC | 5245267-2 | 2 | Restricted | Each | 2.0 | RESISTOR 33 OHM, NON-MAGNETIC, 2 PERCENT, 100MW, FILM, 100PPM, 0603 | 23828-CHR0603 33 OHM +-2% | SRT RESISTOR TECHNOLOGY GMBH | STE
4238 | 6 |  | P1 | CTAComponent | 2410163 | 1 | Release | Each | 1.0 | Ariose Electronics_Buzzer MB12B24 |  |  | HLE
4239 | 6 |  | J11,J331,J341 | CTAOOC | 46-221703P17 | 2 | Not Recommended | Each | 3.0 | 025 POS 50 CONT .100 SPACING STRAIGHT W/LONG LATCHES 4-WALL AMP PART IS RESTRICTED DUE TO THE FA CT THAT IT REQUIRES A .250 LONG SCRE W TO RETAIN IT. | 00266 3433-6303 00266 3433-6603 02973 IDH-50PK1-S4-TG30 | 3M (MINNESOTA MINING MFG) 3M (MINNESOTA MINING MFG) ROBINSON NUGENT INC | STA
4240 | 6 |  | R47,R49,R204,R205,R207-R210,R212,R213 | CTAOOC | 46-286365P30 | 9 | Restricted | Each | 10.0 | RESISTOR 2k OHMS 1 % .25 WATTS 1206 PACKAGE SURFACE MOUNT | 18981-CRCW12062K00FKE 11962-RC1206FR-072KL 06725-RK73H2BTTD2001F 05498-MC12062001FTW 02254-MCR18EZPF2001 | VISHAY YAGEO KOA RCD COMPONENTS INC. ROHM | STE
4241 | 6 |  | J1 | CTAOOC | 46-296085P3 | 1 | Restricted | Each | 1.0 | CONNECTOR 4 CONTACTS FOR GOLD PLATED CONTACTS SEE 46-2218 60P3. | 18996-641968-1 | TE CONNECTIVITY | STE
4242 | 6 |  | J15 | CTAOOC | 46-278307P6 | 1 | Standard | Each | 1.0 | CONNECTOR HEADER 34 EACH WITH EJECTORS | 00266-N3431-6302RB 18996-5499922-8 | 3M (MINNESOTA MINING MFG) TE CONNECTIVITY | STE
4243 | 6 |  | R228,R229 | CTAOOC | 46-170025P33 | 11 | Not Recommended | Each | 2.0 | POTENTIOMETER, PWB TRIMMER, TOP ADJ, 20TURNS, 1K 500MW, LINEAR, WARNING: Unknown Whisker Risk | 00078-3296 W-1-102 LF 18981-T93YA102K 01667-67WR1KLF | BOURNS VISHAY BI TECHNOLOGIES | STE
4244 | 6 |  | R53,R132 | CTAOOC | 46-170025P26 | 8 | Not Recommended | Each | 2.0 | RESISTOR 2k OHMS 10 PERCENT .5 WATTS CERMET TOP ADJ 25 TURN. WARNING: Unknown Whisker Risk | 18981-T93YA202K 00078-3296W-1-202LF 01667-67WR2KLF | VISHAY BOURNS BI TECHNOLOGIES | STE
4245 | 6 |  | U32,U36 | CTAOOC | 5394889 | 2 | Standard | Each | 2.0 | IC, AD CONVERTER, 12BITS, 4CHANNELS INPUT, SAR, T AND H, 0.5 TO 1MSPS, SERIAL OUT, 3V TO 5V VCC, ADC124S101C, MSOP10, 85C | 00036-ADC124S101CIMM/NOPB 00495-ADC124S101CIMM/NOPB | NATIONAL SEMICONDUCTOR TEXAS INSTRUMENTS | STE
4246 | 6 |  | J4 | CTAOOC | 2106009-6 | 1 | Restricted | Each | 1.0 | CONNEC LOW-PROF TRANSI 10C HEAD STR | 01940 821-A010P-AM-A00 00214-75869-101LF 00266-N2510-6002RB 10099-09 18 510 6324 18996-5103308-1 | AMPHENOL FCI 3M (MINNESOTA MINING MFG) HARTING TE CONNECTIVITY | STE
4247 | 6 |  | U1-U12,U27-U29,U31 | CTAOOC | 2118048 | 3 | Restricted | Each | 16.0 | DRIVER-RECEIVER NOT APPLICABLE 4 EAC QUAD LINE RECEIVER DS1489A S014 | 00495-SN75189AD | TEXAS INSTRUMENTS | STE
4248 | 6 |  | J3,J5,J6,J9,J17,J20 | CTAOOC | 2137666-2 | 1 | Standard | Each | 6.0 | CONNECTOR 3 CONTACTS 600 VOLTS 3 AMP SINGLE ROW .125 STRAIGHT HEADER WITH POLARIZATION SLOTS. | 01525 70545-0037 | MOLEX | STE
4249 | 6 |  | J14 | CTAOOC | 2117073 | 1 | Not Recommended | Each | 1.0 | CONNECTOR 3 CONTACTS HEADER. WARNING: Unknown Whisker Risk | 18996-171825-3 | TE CONNECTIVITY | STE
4250 | 6 |  | U24-U26,U30 | CTAOOC | 2105421 | 1 | Restricted | Each | 4.0 | AMPLIFIER 2 EACH 2 PPM-DEG C 5.2 VOL SINGLE SUPPLY, RAIL TO RAIL LOW POWERFET-INPUT OP AMP | 01649-AD822BRZ | ANALOG DEVICES, INC. | STE
4251 | 6 |  | R6,R7,R124,R133,R174-R178,R199,R203,R217,R230,R233,R236 | CTAOOC | 46-312792P1 | 6 | Standard | Each | 15.0 | RESISTOR 0 OHM 1PERCENT 125MW 0805 JUMPER SURFACE MOUNTING 0 OHM L .079 W .050 T .018 | 18981-CRCW08050000Z0E 06725-RK73Z2AT 05498-ZC0805TW | VISHAY KOA RCD COMPONENTS INC. | STE
4252 | 6 |  | R1-R5,R8,R9,R11,R16,R34-R41,R43-R46,R125,R179,R185-R187,R206,R238-R242 | CTAOOC | 46-312792P11 | 4 | Standard | Each | 32.0 | RESISTOR 2k OHMS 1 % .125 WATTS 100V 100PPM/C | 18981-CRCW08052K00FKE 11623-NRC10F2001TRF 00006-WCR0805LF2001F 06725-RK73H2ATTD2001F 05498-MC08052001FTW | VISHAY NIC COMPONENTS CORPORATION IRC KOA RCD COMPONENTS INC. | STE
4253 | 6 |  | R26-R33,R190-R197 | CTAOOC | 46-312792P17 | 2 | Standard | Each | 16.0 | RESISTOR 475 OHMS 1 % .125 WATTS 100V 0805 CASE SIZE THICK FILM +-100 PPM/C | 11962-RC0805FR-07475RL 00006-WCR0805LF4750F 18981-CRCW0805475RFKE 05498-MC08054750FTW | YAGEO IRC VISHAY RCD COMPONENTS INC. | STE
4254 | 6 |  | R12,R51,R52,R66-R91,R93-R123,R147,R173,R184,R198,R201 | CTAOOC | 46-312792P24 | 3 | Standard | Each | 65.0 | RESISTOR 20k OHMS 1 PERCENT .125 WATTS | 06725-RK73H2ATTD2002F 05498-MC08052002FTW 18981-CRCW080520K0FKE 00006-WCR0805LF2002F | KOA RCD COMPONENTS INC. VISHAY IRC | STE
4255 | 6 |  | R48,R50,R211,R214,R215 | CTAOOC | 46-312792P81 | 6 | Standard | Each | 5.0 | RESISTOR 100 OHMS 1 PERCENT .125 WATTS 100 VOLT 100 PPM TC 0805 PACKAGE | 18981-CRCW0805100RFKE 11962-RC0805FR-07100RL 00006-WCR0805LF1000F 05498-MC08051000FTW 06725-RK73H2ATTD1000F 02254-MCR10EZPF1000 | VISHAY YAGEO IRC RCD COMPONENTS INC. KOA ROHM | STE
4256 | 6 |  | R10,R13-R15,R17-R25,R134-R143,R145,R148,R149,R169-R172,R220-R223,R234,R235 | CTAOOC | 46-312792P13 | 4 | Standard | Each | 36.0 | RESISTOR 1k OHMS 1 PERCENT .125 WATTS 0805 CASE SIZE | 11623-NRC10F1001TRF 05498-MC08051001FTW 18981-CRCW08051K00FKE 06725-RK73H2ATTD1001F 00006-WCR0805LF1001F | NIC COMPONENTS CORPORATION RCD COMPONENTS INC. VISHAY KOA IRC | STE
4257 | 6 |  | D1-D5 | CTAOOC | 46-311083P2 | 3 | Standard | Each | 5.0 | BAV70 SWITCHING DIODE DUAL SER SW VR-70V VF-1.25V 200 MA SOT23 | 18846-BAV70LT1G 18889-BAV 70 E6327 18889-BAV70E6327HTSA1 | ON SEMICONDUCTOR INFINEON TECHNOLOGIES AG INFINEON TECHNOLOGIES AG | STE
4258 | 6 |  | K1,K3-K5 | CTAOOC | 46-312336P3 | 4 | Standard | Each | 4.0 | RELAY AND CONTACTOR DPDT 24 V COIL VOLTAGE, CONTACT RATING OF 110 VDC,125 VAC AT 1 AMP | 07092-TQ2SA-24V | PANASONIC | STE
4259 | 6 |  | C136,C141 | CTAOOC | 46-302742P8 | 3 | Standard | Each | 2.0 | CAPACITOR FIXED 1u FARADS 35 VOLTS .138L .110W .075H 3528 SURFACE MOUNT DEVICE | 18981-293D105X9035B2TE3 08390-T491B105K035AT | VISHAY KEMET | STE
4260 | 6 |  | J351 | CTAOOC | 2227700-4 | 2 | Standard | Each | 1.0 | CONNECT TRANSIT+LATCH 26C HEADER STR | 00266-N3429-6302RB 10099-09 18 526 5904 01940-842-816-2630-435 18996-2-5499206-6 | 3M (MINNESOTA MINING MFG) HARTING AMPHENOL TE CONNECTIVITY | STE
4261 | 6 |  | J41 | CTAOOC | 2227700-10 | 3 | Standard | Each | 1.0 | CONNECT TRANSIT+LATCH 14C HEADER STR | 10099-09 18 514 5904 00266-N3314-6302RB | HARTING 3M (MINNESOTA MINING MFG) | STE
4262 | 6 |  | C9-C20,C30-C33,C36-C39,C42,C43,C46,C48,C61,C91,C95,C98,C100,C102,C124-C135,C143-C146 | CTAOOC | 2235239-6 | 2 | Standard | Each | 46.0 | CAPACITOR X7R 100NF 10% 16V 0603 | 08390 C0603C104K4RAC 18981-VJ0603Y104KXJ 11962-CC0603KRX7R7BB104 19214-0603YC104KAT | KEMET VISHAY YAGEO AVX/KYOCERA | STE
4263 | 6 |  | C45 | CTAOOC | 2240282-15 | 2 | Standard | Each | 1.0 | CAPACITOR CERAMIC, X7R, 10UF, 10Percent, 16V, SMD 1206 | 03041-C3216X7R1C106K 08390-C1206C106K4RAC 11962-CC1206KKX7R7BB106 03041-C3216X7R1C106K160AC | TDK KEMET YAGEO TDK | STE
4264 | 6 |  | U35 | CTAOOC | 2242543-4 | 3 | Standard | Each | 1.0 | MEMORY EEPROM, 2048 WORDS X 8 BITS, 1.8V TO 5.5V, 400KHZ, SO8 | 00124-M24C16-RMN6P 08433-CAT24C16WI-G | ST MICROELECTRONICS ON SEMI (FORMERLY CATALYST) | STE
4265 | 6 |  | Q1-Q4 | CTAOOC | 2235316 | 1 | Restricted | Each | 4.0 | RESEAU-T CMS DAR NPN ULN2003 SOLP16 | 00495-ULN2003AD | TEXAS INSTRUMENTS | STE
4266 | 6 |  | U13 | CTAOOC | 2211252-5 | 4 | Standard | Each | 1.0 | LOGIC 74AHC-VHC14 TSSOP14 | 00495-SN74AHC14PWG4 18846-MC74VHC14DTG 00495-SN74AHC14PWE4 00495 SN74AHC14PW | TEXAS INSTRUMENTS ON SEMICONDUCTOR TEXAS INSTRUMENTS TEXAS INSTRUMENTS | STE
4267 | 6 |  | C3,C5 | CTAOOC | 2183937-2 | 2 | Standard | Each | 2.0 | CAPA TANT 1UF 10% 35V 3528 | 18981-293D105X9035B2TE3 08390-T491B105K035AT 19214-TAJB105K035RNJ | VISHAY KEMET AVX/KYOCERA | STE
4268 | 6 |  | C6-C8,C21-C29,C34,C35,C40,C41,C44,C49-C60,C62-C90,C92-C94,C96,C97,C99,C101,C103-C123,C137-C140,C142 | CTAOOC | 2187107-6 | 3 | Not Recommended | Each | 91.0 | CAPACITOR FIXED .1u FARADS 50 VOLTS | 08390 C0805C104K5RAC 07945-CL21B104KBCNNNC | KEMET SAMSUNG | STE
4269 | 6 |  | C47 | CTAOOC | 2187107-10 | 2 | Standard | Each | 1.0 | CAPACITOR CERAMIC X7R, 1UF 10Percent, 16V, SMD 0805 | 02862-GRM21BR71C105KA01 19214-0805YC105KAT | MURATA AVX/KYOCERA | STE
4270 | 6 |  | U15-U23 | CTAOOC | 2299073-2 | 5 | Standard | Each | 9.0 | IC, LOGIC, LVTH, OCTAL BUFFER-DRIVER, 74LVTH244, TSSOP20 | 00495-SN74LVTH244APW 00495-SN74LVTH244APWRG4 00495-SN74LVTH244APWRE4 24386-74LVTH244MTCX | TEXAS INSTRUMENTS TEXAS INSTRUMENTS TEXAS INSTRUMENTS FAIRCHILD SEMICONDUCTOR INC | STE
4271 | 6 |  | J12,J42 | CTAOOC | 2137666-7 | 1 | Standard | Each | 2.0 | CONNECTOR 8 CONTACTS 600 VOLTS 3 AMP SINGLE ROW .120 STRAIGHT HEADER WITH POLARIZATION SLOTS. | 01525 70545-0042 | MOLEX | STE
4272 | 6 |  | J8 | CTAOOC | 2137666-9 | 1 | Standard | Each | 1.0 | CONNECTOR 10 CONTACTS 600 VOLTS 3 AM SINGLE ROW .120 STRAIGHT HEADER WITH POLARIZATION SLOTS | 01525 70545-0044 | MOLEX | STE
4273 | 6 |  | J7 | CTAOOC | 2137666-5 | 1 | Standard | Each | 1.0 | CONNECTOR 6 CONTACTS 600 VOLTS 3 AMP SINGLE ROW .120 STRAIGHT HEADER WITH POLARIZATION SLOTS. | 01525 70545-0040 | MOLEX | STE
4274 | 6 |  | R58,R59,R152,R154 | CTAOOC | 2324551 | 4 | Standard | Each | 4.0 | RESISTOR 10 OHMS 1 % .1 WATTS SMT 0603 THICK FILM | 05498-MC060310R0FTW 06725-RK73H1JTTD10R0F 00006-WCR0603LF10R0F 02254-MCR03EZPFX10R0 18981-CRCW060310R0FKE 11962-RC0603FR-0710RL 10302-RMCF0603FT10R0 | RCD COMPONENTS INC. KOA IRC ROHM VISHAY YAGEO SEI | STE
4275 | 6 |  | R130,R131,R167,R168,R224-R227 | CTAOOC | 2324551-2 | 3 | Standard | Each | 8.0 | RESISTOR 100 OHMS 1 PERCENT .1 WATTS SMT 0603 THICK FILM | 05498-MC06031000FTW 11962-RC0603FR-07100RL 00006-WCR0603LF1000F 02254 MCR03EZPFX1000 06725-RK73H1JTTD1000F 18981-CRCW0603100RFKE 10302-RMCF0603FT100R | RCD COMPONENTS INC. YAGEO IRC ROHM KOA VISHAY SEI | STE
4276 | 6 |  | R42,R64,R65,R92,R159-R162 | CTAOOC | 2324551-5 | 4 | Standard | Each | 8.0 | RESISTOR 100k OHMS 1 % .1 WATTS SMT 0603 THICK FILM | 00006-WCR0603LF1003F 05498-MC06031003FTW 02254 MCR03EZPFX1003 18981-CRCW0603100KFKE 11962-RC0603FR-07100KL 06725-RK73H1JTTD1003F 10302-RMCF0603FT100K | IRC RCD COMPONENTS INC. ROHM VISHAY YAGEO KOA SEI | STE
4277 | 6 |  | R126,R128,R163,R165 | CTAOOC | 2324551-28 | 3 | Standard | Each | 4.0 | RESISTOR 332 OHMS 1 % .1 WATTS SMT 0603 THICK FILM | 06725-RK73H1JTTD3320F 00006-WCR0603LF3320F 11962-RC0603FR-07332RL 02254 MCR03EZPFX3320 05498-MC06033320FTW 18981-CRCW0603332RFKE 10302-RMCF0603FT332R | KOA IRC YAGEO ROHM RCD COMPONENTS INC. VISHAY SEI | STE
4278 | 6 |  | R56,R57,R60,R61,R150,R153,R155,R156 | CTAOOC | 2324551-170 | 2 | Standard | Each | 8.0 | RESISTOR 143k OHMS 1 % .1 WATTS SMT 0603 THICK FILM | 05498-MC06031433FTW 00006-WCR0603LF1433F 06725-RK73H1JTTD1433F 11962-RC0603FR-07143KL 02254 MCR03EZPFX1433 18981-CRCW0603143KFKE 10302-RMCF1/16-143K-1% 10302-RMCF0603FT143K | RCD COMPONENTS INC. IRC KOA YAGEO ROHM VISHAY SEI SEI | STE
4279 | 6 |  | R54,R55,R127,R129,R164,R166 | CTAOOC | 2324551-39 | 3 | Standard | Each | 6.0 | RESISTOR 4.99k OHMS 1 % .1 WATTS SMT 0603 THICK FILM | 18981-CRCW06034K99FKE 11962-RC0603FR-074K99L 00006-WCR0603LF4991F 05498-MC06034991FTW 06725-RK73H1JTTD4991F 02254 MCR03EZPFX4991 10302-RMCF0603FT4K99 | VISHAY YAGEO IRC RCD COMPONENTS INC. KOA ROHM SEI | STE
4280 | 6 |  | Y1 | CTAOOC | 2273338-7 | 2 | Restricted | Each | 1.0 | OSCIL 1.000MHZ 100PPM +EN LCSO4 SMD | 08522-SG-8002CA 1.0000M-PTC 03265-VCC1-A3A-1M000 20038-092-1-2 | EPSON, QD DIVISION VECTRON LABORATORIES INC FOX ELECTRONICS | STE
4281 | 6 |  | U34 | CTAOOC | 2274500-2 | 1 | Standard | Each | 1.0 | LOGIC INTERFACE RS-232 DRIVER-RECEIVER TSSOP 3 TO 5 V SUPPLY WITH ESD PROTECTION | 00495-MAX3232CPWE4 00124-ST3232ECTR 01649-ADM3202ARUZ | TEXAS INSTRUMENTS ST MICROELECTRONICS ANALOG DEVICES | STE
4282 | 6 |  | DS1-DS17 | CTAOOC | 2279219-2 | 1 | Standard | Each | 17.0 | LED GREEN LTST-C190G 0603 SMD | 18802 AP1608SGC 00941 HSMG-C190 11520 LTST-C190GKT 09050 PG1111C | KINGBRIGHT AVAGO TECHNOLOGIES LITE-ON STANLEY ELECTRIC CO LTD | STE
4283 | 6 |  | S1-S4 | CTAOOC | 2253364-2 | 3 | Not Recommended | Each | 4.0 | SURFACE MOUNT DIP SWITCH, 4 POSITION GULL WING WITH POLYIMIDE TAPE SEAL MACHINE-INSERTABLE. WARNING: Unknown Whisker Risk | 05229-90HBW04PRT 00031-219004MST | GRAYHILL CTS CORP | STE
4284 | 6 |  | U33 | CTAOOC | 2246237-2 | 3 | Standard | Each | 1.0 | DRIVER-RECEIVER UART WITH 16 BYTE FIFO 3.3-5V SUPPLY, 48-TQFP NOTE ONLY TI PART HAS AUTOFLOW CNTRL | 00495-TL16C550CPTG4 ZZE10-ST16C550CQ48-F | TEXAS INSTRUMENTS EXAR | STE
4285 | 6 |  | CR1,CR2 | CTAOOC | 2408243 | 1 | Restricted | Each | 2.0 | U1813HE SEMICONDUCTOR DIODE 5 VOLTS 5U AMPS | 10289-GBLC05C-LF | PROTEK DEVICES | STE
4286 | 6 |  | U14 | CTAOOC | 5135116-3 | 1 | Standard | Each | 1.0 | PROGRAMMABLE CPLD, 2210 LOGIC ELEMENTS, MAX_II, 1.5-3.3V I_O VOLTAGE, 2.5-3.3V SUPPLY, 204 IO PINS, FBGA 256 | 10208-EPM2210F256C5N | ALTERA | STE
4287 | 6 |  | R144,R146 | CTAOOC | 5245267-2 | 2 | Restricted | Each | 2.0 | RESISTOR 33 OHM, NON-MAGNETIC, 2 PERCENT, 100MW, FILM, 100PPM, 0603 | 23828-CHR0603 33 OHM +-2% | SRT RESISTOR TECHNOLOGY GMBH | STE
4288 | 6 |  | VR1 | CTAOOC | 2334692 | 1 | Restricted | Each | 1.0 | REGULATOR 3.3V OUTPUT LOW DROPOUT ANYCAP, 1.5A OUTPUT, SOT-223 | 01649-ADP3339AKCZ-3.3 | ANALOG DEVICES, INC. | STE
4289 | 6 |  | C1,C2,C4 | CTAOOC | 2378169 | 3 | Standard | Each | 3.0 | U6214CS CAPACITOR FIXED 100U FARADS | 07092-EEEHA1V101XP 06533-UWZ1V101MCL1GS 10220-EMVE350ADA101MF80G | PANASONIC NICHICON CORPORATION CHEMI-CON | STE
4290 | 6 |  | R62,R63,R157,R158 | CTAOOC | 2324551-373 | 2 | Standard | Each | 4.0 | RESISTOR 316 OHMS 1 PERCENT .1 WATT 100 PPM SMT 0603 THICK FILM | 06725-RK73H1JTTD3160F 02254-MCR03EZPFX3160 18981-CRCW0603316RFKEA 00006-WCR0603LF3160FPLT 00078-CR0603FX3160LF 11962-RC0603FR-07316RL | KOA ROHM VISHAY IRC BOURNS YAGEO | STE
4291 | 4 | 6 |  | ECCCollectorPart | 5444390 | 2 | Release | Each | 1.0 | Table accessory collector |  |  | HLE
4292 | 5 | 1 |  | CTAAssembly | 5451223 | 4 | Release | Each | 1.0 | Right shoulder pad assembly |  |  | CCX
4293 | 6 | 1 |  | CTAComponent | 5440513 | 1 | Release | Each | 1.0 | Shoulder fix main frame |  |  | CCX
4294 | 6 | 5 |  | CTAComponent | 5444569 | 1 | Release | Each | 1.0 | Shoulder fix knob assembly |  |  | CCX
4295 | 6 | 7 |  | CTAComponent | 5449400 | 1 | Release | Each | 1.0 | Shoulder pad adjusting knob |  |  | CCX
4296 | 6 | 6 |  | CTAComponent | 5442184 | 1 | Release | Each | 1.0 | Knob PU support tray |  |  | CCX
4297 | 6 | 11 |  | CTAComponent | 5438186 | 1 | Release | Each | 1.0 | Knob support tray base |  |  | CCX
4298 | 6 | 2 |  | CTAComponent | 5452280 | 1 | Release | Each | 1.0 | Shoulder adjustinging frame |  |  | CCX
4299 | 6 | 3 |  | CTAComponent | 5454761 | 1 | Release | Each | 1.0 | Right shoulder pad |  |  | CCX
4300 | 6 | 10 |  | CTAComponent | 5457979 | 1 | Release | Each | 1.0 | Shoulder pad adjusting thimble |  |  | HLE
4301 | 6 | 9 |  | CTAComponent | 5451438 | 1 | Release | Each | 1.0 | Right shoulder rear cover |  |  | CCX
4302 | 6 | 8 |  | CTAComponent | 5450657 | 1 | Release | Each | 1.0 | M4x10_GB973 |  |  | CCX
4303 | 6 | 14 |  | CTAComponent | 1000-M4C014-04 | 1 | Release | Each | 2.0 | Hexagon Socket Head Cap Screw, M4-0.7, X14mm Long, Grade 8.8 Steel, Zinc Plated, RoHS Fastener | 11060-M4C14KCSC9Z6/912 A0996-BN 4 M10 x 14mm CR6+FREE 24140-M4/14/SOHTCS/TC1D/ISO4762 | ANIXTER BOSSARD TR FORMAC DIV OF TR FASTENINGS | STM
4304 | 6 | 15 |  | CTAComponent | 1000-M5C016-04 | 5 | Release | Each | 3.0 | Hexagon Socket Head Cap Screw, M5-0.8, X16mm Long, Grade 8.8 Steel, Zinc Plated, RoHS Fastener | 11060-M5C16KCSC9Z6/912 24140-M5/16/SOHTCS/TC1D/DIN912 10487-1000-M5C016-04 20589-ZS2540016ZP0000 A0996-BN 4 M5 x 16mm CR6+FREE | ANIXTER TR FORMAC DIV OF TR FASTENINGS OHTA FASTENAL COMPANY BOSSARD | STM
4305 | 6 | 12 |  | CTAComponent | 5491728 | 1 | Release | Each | 4.0 | POM wearable thimble |  |  | CCX
4306 | 6 | 13 |  | CTAComponent | 1000-M4C010-04 | 5 | Release | Each | 2.0 | Hexagon Socket Head Cap Screw, ISO 4762, M4-0.7, X10mm Long, Grade 8.8 Steel, Zinc Plated, RoHS Fastener | 11060-M4C10KCSC9Z6/912 10487-1000-M4C010-04 20589-10948-03231 24140-M4/10/SOHTCS/TC1D/DIN912 A0996-BN 4 M4 X 10mm CR6+FREE | ANIXTER OHTA FASTENAL COMPANY TR FORMAC DIV OF TR FASTENINGS BOSSARD | STM
4307 | 6 | 4 |  | CTAComponent | 5459488 | 1 | Release | Each | 1.0 | Right shoulder pad fix plate |  |  | CCX
4308 | 6 | 18 |  | CTAComponent | 2000-M5-02 | 3 | Release | Each | 3.0 | Flat Washer, ISO7089, M5, Steel 140HV, Zinc Plated, RoHS Fastener | 11060-M5NWSFSTZ6/125A A0996-BN715 M5 CR6 Free 24140-M5/-/PWSTWA/TC1 20589-10948-03440 | ANIXTER BOSSARD TR FORMAC DIV OF TR FASTENINGS FASTENAL COMPANY | STM
4309 | 6 | 19 |  | CTAComponent | 2106-M5-14 | 1 | Release | Each | 3.0 | Spring Lock Washer with Flat Ends JIS B1251, M5, Spring Stainless Steel, Rohs Fastener | 24140-2106-M5-14 | TR FORMAC DIV OF TR FASTENINGS | STM
4310 | 6 | 16 |  | CTAComponent | 1043-M4C006-37 | 1 | Release | Each | 1.0 | Hexagon Socket Set Screws with Dog Point, ISO 4028, M4-0.7, X6mm Long, A2-21H Stainless Steel, Passivate, RoHS Fastener | A0996-BN619 M4 x 6mm CR6+FREE 11060-M4C6KKDSJ/915 24140-M4/6/HSA2DP/SF/GB79 | BOSSARD ANIXTER TR FORMAC DIV OF TR FASTENINGS | STM
4311 | 6 | 17 |  | CTAComponent | 1010-M4C008-14 | 1 | Release | Each | 6.0 | Phillips Flat Head Screw, ISO 7046, M4-0.7, X8mm Long, Grade 4.8 Steel, Zinc Plated, RoHS Fastener | 20589-10948-03507 11060-M4C8MXFSTZ6/965A | FASTENAL COMPANY ANIXTER | STM
4312 | 5 | 5 |  | CTAAssembly | 5451224 | 4 | Release | Each | 1.0 | Right grasp handle assembly |  |  | CCX
4313 | 6 | 2 |  | CTAComponent | 5442184 | 1 | Release | Each | 1.0 | Knob PU support tray |  |  | CCX
4314 | 6 | 5 |  | CTAComponent | 5442185 | 1 | Release | Each | 1.0 | Right grasp handle frame |  |  | CCX
4315 | 6 | 1 |  | CTAComponent | 5438186 | 1 | Release | Each | 1.0 | Knob support tray base |  |  | CCX
4316 | 6 | 7 |  | CTAComponent | 5491728 | 1 | Release | Each | 2.0 | POM wearable thimble |  |  | CCX
4317 | 6 | 6 |  | CTAComponent | 5450657 | 1 | Release | Each | 1.0 | M4x10_GB973 |  |  | CCX
4318 | 6 | 4 |  | CTAComponent | 5451439 | 1 | Release | Each | 1.0 | Grasp handle column |  |  | CCX
4319 | 6 | 3 |  | CTAComponent | 5444569 | 1 | Release | Each | 1.0 | Shoulder fix knob assembly |  |  | CCX
4320 | 5 | 4 |  | CTAAssembly | 5445988 | 4 | Release | Each | 2.0 | Handle grid assembly |  |  | CCX
4321 | 6 | 4 |  | CTAComponent | 5438186 | 1 | Release | Each | 2.0 | Knob support tray base |  |  | CCX
4322 | 6 | 8 |  | CTAComponent | 1000-M5C016-04 | 5 | Release | Each | 4.0 | Hexagon Socket Head Cap Screw, M5-0.8, X16mm Long, Grade 8.8 Steel, Zinc Plated, RoHS Fastener | 11060-M5C16KCSC9Z6/912 24140-M5/16/SOHTCS/TC1D/DIN912 10487-1000-M5C016-04 20589-ZS2540016ZP0000 A0996-BN 4 M5 x 16mm CR6+FREE | ANIXTER TR FORMAC DIV OF TR FASTENINGS OHTA FASTENAL COMPANY BOSSARD | STM
4323 | 6 | 1 |  | CTAComponent | 5449401 | 1 | Release | Each | 2.0 | Handle grid fixing frame |  |  | CCX
4324 | 6 | 3 |  | CTAComponent | 5447013 | 1 | Release | Each | 2.0 | Handle fix knob assembly |  |  | CCX
4325 | 6 | 5 |  | CTAComponent | 5442184 | 1 | Release | Each | 2.0 | Knob PU support tray |  |  | CCX
4326 | 6 | 2 |  | CTAComponent | 5438187 | 1 | Release | Each | 1.0 | Handle grid bar |  |  | CCX
4327 | 6 | 7 |  | CTAComponent | 5491728 | 1 | Release | Each | 4.0 | POM wearable thimble |  |  | CCX
4328 | 6 | 6 |  | CTAComponent | 5450657 | 1 | Release | Each | 1.0 | M4x10_GB973 |  |  | CCX
4329 | 5 | 6 |  | CTAAssembly | 5455393 | 4 | Release | Each | 1.0 | Left grasp handle assembly |  |  | CCX
4330 | 6 | 2 |  | CTAComponent | 5442184 | 1 | Release | Each | 1.0 | Knob PU support tray |  |  | CCX
4331 | 6 | 3 |  | CTAComponent | 5444569 | 1 | Release | Each | 1.0 | Shoulder fix knob assembly |  |  | CCX
4332 | 6 | 1 |  | CTAComponent | 5438186 | 1 | Release | Each | 1.0 | Knob support tray base |  |  | CCX
4333 | 6 | 7 |  | CTAComponent | 5491728 | 1 | Release | Each | 2.0 | POM wearable thimble |  |  | CCX
4334 | 6 | 5 |  | CTAComponent | 5460251 | 1 | Release | Each | 1.0 | Left grasp hand1e frame |  |  | CCX
4335 | 6 | 6 |  | CTAComponent | 5450657 | 1 | Release | Each | 1.0 | M4x10_GB973 |  |  | CCX
4336 | 6 | 4 |  | CTAComponent | 5451439 | 1 | Release | Each | 1.0 | Grasp handle column |  |  | CCX
4337 | 5 | 3 |  | CTAAssembly | 5439539 | 4 | Release | Each | 1.0 | Foot step assembly |  |  | CCX
4338 | 6 | 1 |  | CTAAssembly | 5449857 | 1 | Release | Each | 1.0 | Foot step board assembly |  |  | CCX
4339 | 7 | 2 |  | CTAComponent | 5436902 | 1 | Release | Each | 1.0 | Foot step board left support plate |  |  | CCX
4340 | 7 | 4 |  | CTAComponent | 5442994 | 1 | Release | Each | 1.0 | Foot step board right support plate |  |  | CCX
4341 | 7 | 3 |  | CTAComponent | 5447816 | 1 | Release | Each | 2.0 | Foot step board middle support plate |  |  | CCX
4342 | 7 | 1 |  | CTAComponent | 5448645 | 1 | Release | Each | 1.0 | Foot step board top plate |  |  | CCX
4343 | 7 | 6 |  | CTAComponent | 5462495 | 1 | Release | Each | 2.0 | Foot step board R angle plate |  |  | CCX
4344 | 7 | 7 |  | CTAComponent | 5494207 | 1 | Release | Each | 6.0 | Foot step support block |  |  | CCX
4345 | 7 | 5 |  | CTAComponent | 5439753 | 1 | Release | Each | 1.0 | Foot step board bottom plate |  |  | CCX
4346 | 6 | 8 |  | CTAComponent | 1000-M4C010-04 | 5 | Release | Each | 4.0 | Hexagon Socket Head Cap Screw, ISO 4762, M4-0.7, X10mm Long, Grade 8.8 Steel, Zinc Plated, RoHS Fastener | 11060-M4C10KCSC9Z6/912 10487-1000-M4C010-04 20589-10948-03231 24140-M4/10/SOHTCS/TC1D/DIN912 A0996-BN 4 M4 X 10mm CR6+FREE | ANIXTER OHTA FASTENAL COMPANY TR FORMAC DIV OF TR FASTENINGS BOSSARD | STM
4347 | 6 | 5 |  | CTAComponent | 1000-M5C016-04 | 5 | Release | Each | 6.0 | Hexagon Socket Head Cap Screw, M5-0.8, X16mm Long, Grade 8.8 Steel, Zinc Plated, RoHS Fastener | 11060-M5C16KCSC9Z6/912 24140-M5/16/SOHTCS/TC1D/DIN912 10487-1000-M5C016-04 20589-ZS2540016ZP0000 A0996-BN 4 M5 x 16mm CR6+FREE | ANIXTER TR FORMAC DIV OF TR FASTENINGS OHTA FASTENAL COMPANY BOSSARD | STM
4348 | 6 | 3 |  | CTAComponent | 5457212 | 1 | Release | Each | 2.0 | Foot step board nylon pillow |  |  | CCX
4349 | 6 | 2 |  | CTAAssembly | 5453109 | 1 | Release | Each | 1.0 | Foot step left support bracket |  |  | CCX
4350 | 7 | 4 |  | CTAComponent | 5496469 | 1 | Release | Each | 3.0 | Screw M4X8_GB79 |  |  | CCX
4351 | 7 | 2 |  | CTAComponent | 5441363 | 1 | Release | Each | 1.0 | Foot step left support pin |  |  | CCX
4352 | 7 | 1 |  | CTAComponent | 5458718 | 1 | Release | Each | 1.0 | Left bracket frame |  |  | CCX
4353 | 7 | 3 |  | CTAComponent | 5453111 | 1 | Release | Each | 1.0 | Foot step guide pin |  |  | CCX
4354 | 6 | 4 |  | CTAAssembly | 5461026 | 1 | Release | Each | 1.0 | Foot step right support bracket |  |  | CCX
4355 | 7 | 1 |  | CTAAssembly | 5443777 | 1 | Release | Each | 1.0 | Foot step locking assembly |  |  | CCX
4356 | 8 | 2 |  | CTAComponent | 5457211 | 1 | Release | Each | 1.0 | Foot step locking assembly frame |  |  | CCX
4357 | 8 | 3 |  | CTAComponent | 5439752 | 1 | Release | Each | 1.0 | Foot step locking assembly fixing shaft |  |  | CCX
4358 | 8 | 1 |  | CTAComponent | 5462494 | 1 | Release | Each | 1.0 | Foot step locking handle |  |  | CCX
4359 | 8 | 7 |  | CTAComponent | 3001-M6C-27 | 3 | Release | Each | 2.0 | Hexagon Thin Nut, ISO4035, M6-1.0, Grade 04 Steel, Zinc Plated, RoHS Fastener | 20589-10948-03713 24140-M6/-/HLST-/TC1D/DIN439B 11060-M6CNFJSTZ6/439B 24140-M6/-/HLST-/TC1/DIN439B A0996-BN124 M6 CR6+FREE | FASTENAL COMPANY TR FORMAC DIV OF TR FASTENINGS ANIXTER TR FORMAC DIV OF TR FASTENINGS BOSSARD | STM
4360 | 8 | 6 |  | CTAComponent | 2000-M6-02 | 3 | Release | Each | 1.0 | Flat Washer, ISO7089, M6, Steel 140HV, Zinc Plated, RoHS Fastener | 20589-10948-03441 A0996-BN715 M6 CR6 Free 11060-M6NWSFSTZ6/125A 24140-M6/-/PWSTWA/TC1 | FASTENAL COMPANY BOSSARD ANIXTER TR FORMAC DIV OF TR FASTENINGS | STM
4361 | 8 | 4 |  | CTAComponent | 5491729 | 1 | Release | Each | 2.0 | Disk spring 11.8x6.2 |  |  | CCX
4362 | 8 | 5 |  | CTAComponent | 5496470 | 1 | Release | Each | 1.0 | screw M3x8_GB79 |  |  | CCX
4363 | 7 | 3 |  | CTAComponent | 5453111 | 1 | Release | Each | 1.0 | Foot step guide pin |  |  | CCX
4364 | 7 | 5 |  | CTAComponent | 5456434 | 1 | Release | Each | 1.0 | Foot step locking assembly cover |  |  | CCX
4365 | 7 | 4 |  | CTAComponent | 5460253 | 1 | Release | Each | 1.0 | Foot step right support pin |  |  | CCX
4366 | 7 | 2 |  | CTAComponent | 5436901 | 1 | Release | Each | 1.0 | Foot step right support bracket |  |  | CCX
4367 | 7 | 7 |  | CTAComponent | 5496469 | 1 | Release | Each | 3.0 | Screw M4X8_GB79 |  |  | CCX
4368 | 7 | 9 |  | CTAComponent | 2000-M4-02 | 6 | Release | Each | 4.0 | Flat Washer, ISO7089, M4, Steel 140HV, Zinc Plated, RoHS Fastener | A0996-BN715 M4 CR6 Free 10487-2000-M4-02 11060-M4NWSFSTZ6/125A 20589-10948-03439 24140-M4/-/PWSTWA/TC1/ISO7089 | BOSSARD OHTA ANIXTER FASTENAL COMPANY TR FORMAC DIV OF TR FASTENINGS | STM
4369 | 7 | 10 |  | CTAComponent | C2106-M4-02 | 3 | Release | Each | 2.0 | Spring Lock Washer, M4, Zinc plated, Rohs Fastener | 24140-C2106-M4-02 | TR FORMAC DIV OF TR FASTENINGS | HLE
4370 | 7 | 6 |  | CTAComponent | 1000-M4C016-04 | 4 | Release | Each | 2.0 | Hexagon Socket Head Cap Screw, M4-0.7, X16mm Long, Grade 8.8 Steel, Zinc Plated, RoHS Fastener | 20589-10948-03233 24140-M4/16/SOHTCS/TC1D/DIN912 10487-1000-M4C016-04 11060-M4C16KCSC9Z6/912 A0996-BN 4 M4 x 16mm CR6+FREE | FASTENAL COMPANY TR FORMAC DIV OF TR FASTENINGS OHTA ANIXTER BOSSARD | STM
4371 | 7 | 8 |  | CTAComponent | 1010-M3C008-14 | 1 | Release | Each | 2.0 | Phillips Flat Head Screw, ISO 7046, M3-0.5, X8mm Long, Grade 4.8 Steel, Zinc Plated, RoHS Fastener | 20589-10948-03502 11060-M3C8MXFSTZ6/965A | FASTENAL COMPANY ANIXTER | STM
4372 | 6 | 6 |  | CTAComponent | 2000-M5-02 | 3 | Release | Each | 6.0 | Flat Washer, ISO7089, M5, Steel 140HV, Zinc Plated, RoHS Fastener | 11060-M5NWSFSTZ6/125A A0996-BN715 M5 CR6 Free 24140-M5/-/PWSTWA/TC1 20589-10948-03440 | ANIXTER BOSSARD TR FORMAC DIV OF TR FASTENINGS FASTENAL COMPANY | STM
4373 | 6 | 7 |  | CTAComponent | 2106-M5-14 | 1 | Release | Each | 6.0 | Spring Lock Washer with Flat Ends JIS B1251, M5, Spring Stainless Steel, Rohs Fastener | 24140-2106-M5-14 | TR FORMAC DIV OF TR FASTENINGS | STM
4374 | 5 | 2 |  | CTAAssembly | 5445185 | 4 | Release | Each | 1.0 | Left shoulder pad assembly |  |  | CCX
4375 | 6 | 1 |  | CTAComponent | 5440513 | 1 | Release | Each | 1.0 | Shoulder fix main frame |  |  | CCX
4376 | 6 | 6 |  | CTAComponent | 5438186 | 1 | Release | Each | 1.0 | Knob support tray base |  |  | CCX
4377 | 6 | 9 |  | CTAComponent | 5450657 | 1 | Release | Each | 1.0 | M4x10_GB973 |  |  | CCX
4378 | 6 | 8 |  | CTAComponent | 5449400 | 1 | Release | Each | 1.0 | Shoulder pad adjusting knob |  |  | CCX
4379 | 6 | 3 |  | CTAComponent | 5444569 | 1 | Release | Each | 1.0 | Shoulder fix knob assembly |  |  | CCX
4380 | 6 | 7 |  | CTAComponent | 5442184 | 1 | Release | Each | 1.0 | Knob PU support tray |  |  | CCX
4381 | 6 | 10 |  | CTAComponent | 5457979 | 1 | Release | Each | 1.0 | Shoulder pad adjusting thimble |  |  | HLE
4382 | 6 | 4 |  | CTAComponent | 5473622 | 1 | Release | Each | 1.0 | Left shoulder pad fix plate |  |  | CCX
4383 | 6 | 5 |  | CTAComponent | 5454762 | 1 | Release | Each | 1.0 | Left shoulder pad |  |  | CCX
4384 | 6 | 2 |  | CTAComponent | 5452280 | 1 | Release | Each | 1.0 | Shoulder adjustinging frame |  |  | CCX
4385 | 6 | 14 |  | CTAComponent | 1000-M4C014-04 | 1 | Release | Each | 2.0 | Hexagon Socket Head Cap Screw, M4-0.7, X14mm Long, Grade 8.8 Steel, Zinc Plated, RoHS Fastener | 11060-M4C14KCSC9Z6/912 A0996-BN 4 M10 x 14mm CR6+FREE 24140-M4/14/SOHTCS/TC1D/ISO4762 | ANIXTER BOSSARD TR FORMAC DIV OF TR FASTENINGS | STM
4386 | 6 | 15 |  | CTAComponent | 1000-M5C016-04 | 5 | Release | Each | 1.0 | Hexagon Socket Head Cap Screw, M5-0.8, X16mm Long, Grade 8.8 Steel, Zinc Plated, RoHS Fastener | 11060-M5C16KCSC9Z6/912 24140-M5/16/SOHTCS/TC1D/DIN912 10487-1000-M5C016-04 20589-ZS2540016ZP0000 A0996-BN 4 M5 x 16mm CR6+FREE | ANIXTER TR FORMAC DIV OF TR FASTENINGS OHTA FASTENAL COMPANY BOSSARD | STM
4387 | 6 | 12 |  | CTAComponent | 5491728 | 1 | Release | Each | 4.0 | POM wearable thimble |  |  | CCX
4388 | 6 | 13 |  | CTAComponent | 1000-M4C010-04 | 5 | Release | Each | 2.0 | Hexagon Socket Head Cap Screw, ISO 4762, M4-0.7, X10mm Long, Grade 8.8 Steel, Zinc Plated, RoHS Fastener | 11060-M4C10KCSC9Z6/912 10487-1000-M4C010-04 20589-10948-03231 24140-M4/10/SOHTCS/TC1D/DIN912 A0996-BN 4 M4 X 10mm CR6+FREE | ANIXTER OHTA FASTENAL COMPANY TR FORMAC DIV OF TR FASTENINGS BOSSARD | STM
4389 | 6 | 11 |  | CTAComponent | 5473623 | 1 | Release | Each | 1.0 | left shoulder rear cover |  |  | CCX
4390 | 6 | 19 |  | CTAComponent | 2106-M5-14 | 1 | Release | Each | 1.0 | Spring Lock Washer with Flat Ends JIS B1251, M5, Spring Stainless Steel, Rohs Fastener | 24140-2106-M5-14 | TR FORMAC DIV OF TR FASTENINGS | STM
4391 | 6 | 18 |  | CTAComponent | 2000-M5-02 | 3 | Release | Each | 1.0 | Flat Washer, ISO7089, M5, Steel 140HV, Zinc Plated, RoHS Fastener | 11060-M5NWSFSTZ6/125A A0996-BN715 M5 CR6 Free 24140-M5/-/PWSTWA/TC1 20589-10948-03440 | ANIXTER BOSSARD TR FORMAC DIV OF TR FASTENINGS FASTENAL COMPANY | STM
4392 | 6 | 17 |  | CTAComponent | 1010-M4C008-14 | 1 | Release | Each | 6.0 | Phillips Flat Head Screw, ISO 7046, M4-0.7, X8mm Long, Grade 4.8 Steel, Zinc Plated, RoHS Fastener | 20589-10948-03507 11060-M4C8MXFSTZ6/965A | FASTENAL COMPANY ANIXTER | STM
4393 | 6 | 16 |  | CTAComponent | 1043-M4C006-37 | 1 | Release | Each | 1.0 | Hexagon Socket Set Screws with Dog Point, ISO 4028, M4-0.7, X6mm Long, A2-21H Stainless Steel, Passivate, RoHS Fastener | A0996-BN619 M4 x 6mm CR6+FREE 11060-M4C6KKDSJ/915 24140-M4/6/HSA2DP/SF/GB79 | BOSSARD ANIXTER TR FORMAC DIV OF TR FASTENINGS | STM
4394 | 4 | 4 |  | CTACircuitBoard | 5440559 | 4 | Release | Each | 1.0 | PT800+ Xray Board PWA |  |  | HLE
4395 | 5 |  | J11,J332,J342 | CTAOOC | 46-221703P17 | 2 | Not Recommended | Each | 3.0 | 025 POS 50 CONT .100 SPACING STRAIGHT W/LONG LATCHES 4-WALL AMP PART IS RESTRICTED DUE TO THE FA CT THAT IT REQUIRES A .250 LONG SCRE W TO RETAIN IT. | 00266 3433-6303 00266 3433-6603 02973 IDH-50PK1-S4-TG30 | 3M (MINNESOTA MINING MFG) 3M (MINNESOTA MINING MFG) ROBINSON NUGENT INC | STA
4396 | 5 |  | VR4 | CTAOOC | 46-312356P2 | 2 | Restricted | Each | 1.0 | VOLTAGE REFERENCE 5 VOLTS .05 PERCENT 5 PP SO8 | 01649-AD586LRZ | ANALOG DEVICES, INC. | STE
4397 | 5 |  | R19,R27,R28,R33 | CTAOOC | 46-312792P5 | 5 | Standard | Each | 4.0 | RESISTOR 49.9 OHMS 1 % .125 WATTS 100 PPM/DEGREE C 100V 0805 PACKAGE L .079 W .050 T .018 | 00006-WCR0805LF49R9F 11623-NRC10F49R9TRF 05498-MC080549R9FTW 18981-CRCW080549R9FKE 06725-RK73H2ATTD49R9F | IRC NIC COMPONENTS CORPORATION RCD COMPONENTS INC. VISHAY KOA | STE
4398 | 5 |  | R29-R32,R68-R71,R76-R79,R82-R85,R90-R93 | CTAOOC | 46-312792P7 | 4 | Standard | Each | 20.0 | RESISTOR 10k OHMS 1 PERCENT .125 WATTS SURFACE MOUNTING 0805 PACKAGE 100 PPM/DEGREE C 100V L .079 W .050 T .018 | 11623-NRC10F1002TRF 05498-MC08051002FTW 18981-CRCW080510K0FKE 00006-WCR0805LF1002F 06725-RK73H2ATTD1002F | NIC COMPONENTS CORPORATION RCD COMPONENTS INC. VISHAY IRC KOA | STE
4399 | 5 |  | R44,R47,R53,R59 | CTAOOC | 46-312792P1 | 6 | Standard | Each | 4.0 | RESISTOR 0 OHM 1PERCENT 125MW 0805 JUMPER SURFACE MOUNTING 0 OHM L .079 W .050 T .018 | 18981-CRCW08050000Z0E 06725-RK73Z2AT 05498-ZC0805TW | VISHAY KOA RCD COMPONENTS INC. | STE
4400 | 5 |  | TP0-TP3 | CTAOOC | 46-301752P5 | 3 | Standard | Each | 4.0 | CONNECTOR 1 CONTACTS SURFACE MOUNT PRINTED CIRCUIT TEST POINTS | 04947 5016 ZZC70-TP-107-02-1-T | KEYSTONE ELECTRONICS CORP COMPONENTS CORPORATION | STE
4401 | 5 |  | J1 | CTAOOC | 46-296085P3 | 1 | Restricted | Each | 1.0 | CONNECTOR 4 CONTACTS FOR GOLD PLATED CONTACTS SEE 46-2218 60P3. | 18996-641968-1 | TE CONNECTIVITY | STE
4402 | 5 |  | D1-D12 | CTAOOC | 46-315841P2 | 1 | Standard | Each | 12.0 | SEMICONDUCTOR:DIODE 75 VOLTS 200m AM HIGH CONDUCTANCE LOW LEAKAGE SOT-23 | 18846-BAS116LT1G | ON SEMICONDUCTOR | STE
4403 | 5 |  | R11,R12,R37,R38 | CTAOOC | 46-312792P117 | 5 | Standard | Each | 4.0 | RESISTOR 3.16k OHMS 1 % .125 WATTS | 11962-RC0805FR-073K16L 00006-WCR0805LF3161F 05498-MC08053161FTW 18981-CRCW08053K16FKE 06725-RK73H2ATTD3161F 02254-MCR10EZPF3161 | YAGEO IRC RCD COMPONENTS INC. VISHAY KOA ROHM | STE
4404 | 5 |  | R13-R16 | CTAOOC | 46-312792P24 | 3 | Standard | Each | 4.0 | RESISTOR 20k OHMS 1 PERCENT .125 WATTS | 06725-RK73H2ATTD2002F 05498-MC08052002FTW 18981-CRCW080520K0FKE 00006-WCR0805LF2002F | KOA RCD COMPONENTS INC. VISHAY IRC | STE
4405 | 5 |  | R17,R18,R20,R21 | CTAOOC | 46-312792P62 | 4 | Standard | Each | 4.0 | RESISTOR 2M OHMS 1 % .125 WATTS 100 VOLT 100 PPM TC 0805 PACKAGE | 00006-WCR0805LF2004F 18981-CRCW08052M00FKE 11623-NRC10F2004TRF 05498-MC08052004FT101W 02254-MCR10EZPF2004 | IRC VISHAY NIC COMPONENTS CORPORATION RCD COMPONENTS INC. ROHM | STE
4406 | 5 |  | R3-R10 | CTAOOC | 46-312792P81 | 6 | Standard | Each | 8.0 | RESISTOR 100 OHMS 1 PERCENT .125 WATTS 100 VOLT 100 PPM TC 0805 PACKAGE | 18981-CRCW0805100RFKE 11962-RC0805FR-07100RL 00006-WCR0805LF1000F 05498-MC08051000FTW 06725-RK73H2ATTD1000F 02254-MCR10EZPF1000 | VISHAY YAGEO IRC RCD COMPONENTS INC. KOA ROHM | STE
4407 | 5 |  | R51 | CTAOOC | 46-312792P113 | 4 | Standard | Each | 1.0 | RESISTOR 2.37k OHMS 1 PERCENT .1 WATTS 100 VOLT 100 PPM TC 0805 PACKAGE | 02254-MCR10EZPF2371 07092-ERJ-6ENF2371V 00006-WCR0805LF2371F 11962-RC0805FR-072K37L 05498-MC0805-2371-FTW 18981-CRCW08052K37FKE 06725-RK73H2ATTP2371F 10302-RMCF 1/10 2.37K 1% 10302-RMCF0805FT2K37 | ROHM PANASONIC IRC YAGEO RCD COMPONENTS INC. VISHAY KOA SEI SEI | STE
4408 | 5 |  | R22-R25 | CTAOOC | 46-312792P41 | 3 | Standard | Each | 4.0 | RESISTOR 1M OHMS 1 % .125 WATTS | 18981-CRCW08051M00FKE 06725-RK73H2ATTD1004F 00006-WCR0805LF1004F 05498-MC08051004FTW | VISHAY KOA IRC RCD COMPONENTS INC. | STE
4409 | 5 |  | R1,R2,R35,R36,R39-R42,R45,R46,R49,R50,R60-R64,R80,R88 | CTAOOC | 46-312792P13 | 4 | Standard | Each | 19.0 | RESISTOR 1k OHMS 1 PERCENT .125 WATTS 0805 CASE SIZE | 11623-NRC10F1001TRF 05498-MC08051001FTW 18981-CRCW08051K00FKE 06725-RK73H2ATTD1001F 00006-WCR0805LF1001F | NIC COMPONENTS CORPORATION RCD COMPONENTS INC. VISHAY KOA IRC | STE
4410 | 5 |  | R48,R55,R67,R72-R74,R86,R87 | CTAOOC | 46-312792P11 | 4 | Standard | Each | 8.0 | RESISTOR 2k OHMS 1 % .125 WATTS 100V 100PPM/C | 18981-CRCW08052K00FKE 11623-NRC10F2001TRF 00006-WCR0805LF2001F 06725-RK73H2ATTD2001F 05498-MC08052001FTW | VISHAY NIC COMPONENTS CORPORATION IRC KOA RCD COMPONENTS INC. | STE
4411 | 5 |  | U1,U8 | CTAOOC | 2154024 | 2 | Standard | Each | 2.0 | INT RECEIV 26C32 SO16 .15 SMD | 00495-AM26C32IDE4 00036-DS26C32ATM NOPB 00495-DS26C32ATM NOPB | TEXAS INSTRUMENTS NATIONAL SEMICONDUCTOR TEXAS INSTRUMENTS | STE
4412 | 5 |  | AR1-AR5 | CTAOOC | 2110206-2 | 1 | Standard | Each | 5.0 | AMPLIFIER OP AMP LM324 QUAD AMPLIFIER_NEW QUAD LOW POWER DIFFERENTIAL INPUT OPERATIONAL AMPLIFIER LM324A 14-PIN DIP | 18846-LM324ADG | ON SEMICONDUCTOR | STE
4413 | 5 |  | U3 | CTAOOC | 2138960-2 | 1 | Restricted | Each | 1.0 | ANALOG SWITCH AND MUX ANALOG MUX 4-CHANNEL DIFFERENTIAL BREAK-BEFORE- MAKE ANALOG MUX SOP16 THIS PART HAS A SETTLING ACCURACY OF LESS THEN 10PPM AT 18 USEC USE 2138960 FOR STANDARD PART | 18981-DG409DY-E3 | VISHAY | STE
4414 | 5 |  | U4-U7,U9-U12 | CTAOOC | 2154023 | 2 | Standard | Each | 8.0 | INT DRIVER LIGN 26C31 SO16 .15 SMD | 00036-DS26C31TM NOPB 00495-AM26C31IDE4 00495-DS26C31TM NOPB | NATIONAL SEMICONDUCTOR TEXAS INSTRUMENTS TEXAS INSTRUMENTS | STE
4415 | 5 |  | U15 | CTAOOC | 2105421 | 1 | Restricted | Each | 1.0 | AMPLIFIER 2 EACH 2 PPM-DEG C 5.2 VOL SINGLE SUPPLY, RAIL TO RAIL LOW POWERFET-INPUT OP AMP | 01649-AD822BRZ | ANALOG DEVICES, INC. | STE
4416 | 5 |  | U2,U13 | CTAOOC | 2103629 | 2 | Standard | Each | 2.0 | ANALOG SWITCH AND MUX ANALOG MUX | 18981-DG408DY-E3 | VISHAY | STE
4417 | 5 |  | DS1,DS2 | CTAOOC | 2279219-2 | 1 | Standard | Each | 2.0 | LED GREEN LTST-C190G 0603 SMD | 18802 AP1608SGC 00941 HSMG-C190 11520 LTST-C190GKT 09050 PG1111C | KINGBRIGHT AVAGO TECHNOLOGIES LITE-ON STANLEY ELECTRIC CO LTD | STE
4418 | 5 |  | C1,C26,C27 | CTAOOC | 2378169 | 3 | Standard | Each | 3.0 | U6214CS CAPACITOR FIXED 100U FARADS | 07092-EEEHA1V101XP 06533-UWZ1V101MCL1GS 10220-EMVE350ADA101MF80G | PANASONIC NICHICON CORPORATION CHEMI-CON | STE
4419 | 5 |  | C2-C13,C18-C25 | CTAOOC | 2187107-6 | 3 | Not Recommended | Each | 20.0 | CAPACITOR FIXED .1u FARADS 50 VOLTS | 08390 C0805C104K5RAC 07945-CL21B104KBCNNNC | KEMET SAMSUNG | STE
4420 | 5 |  | C30,C32-C37,C40-C47 | CTAOOC | 2235239-6 | 2 | Standard | Each | 15.0 | CAPACITOR X7R 100NF 10% 16V 0603 | 08390 C0603C104K4RAC 18981-VJ0603Y104KXJ 11962-CC0603KRX7R7BB104 19214-0603YC104KAT | KEMET VISHAY YAGEO AVX/KYOCERA | STE
4421 | 5 |  | C28,C29,C38,C39 | CTAOOC | 2235239-22 | 2 | Standard | Each | 4.0 | CAPACITOR 1U, 10 PERCENT, 16V, CERAMIC, X7R, 0603 | 03041-C1608X7R1C105K 19214-0603YC105KAT2A 08390-C0603C105K4RAC 02862-GRM188R71C105KA12 03041-C1608X7R1C105K080AC | TDK AVX/KYOCERA KEMET MURATA TDK | STE
4422 | 5 |  | J82 | CTAOOC | 2256875-9 | 1 | Not Recommended | Each | 1.0 | CONNEC 4.2-5566 2X6C STR PLU-TIN+PEG. WARNING: Unknown Whisker Risk | 01525 39-29-9122 18996-1-794307-1 | MOLEX TE CONNECTIVITY | STE
4423 | 5 |  | C31 | CTAOOC | 2183937-10 | 3 | Standard | Each | 1.0 | CAPA TANT 10UF 10% 25V 6032 | 08390-T491C106K025AT 08390-B45196H5106K30 18981-293D106X9025C2TE3 19214-TAJC106K025RNJ | KEMET KEMET VISHAY AVX/KYOCERA | STE
4424 | 5 |  | C14-C17 | CTAOOC | 2187107-3 | 1 | Standard | Each | 4.0 | CAPACITOR FIXED .01u FARADS 50 VOLTS | 08390 C0805C103K5RAC 19214-08055C103KAT | KEMET AVX/KYOCERA | STE
4425 | 5 |  | R56-R58,VR9-VR11 | CTAOOC | 2182276-6 | 1 | Not Recommended | Each | 6.0 | RESISTOR 5k OHMS 10 PERCENT 400m WATTS. WARNING: Unknown Whisker Risk | 00078-3362P-1-502LF 01667-25PR5KLF 18981-T73YE502K | BOURNS BI TECHNOLOGIES VISHAY | STE
4426 | 5 |  | PWB | CTACircuitBoard | 5453164 | 1 | Release | Each | 1.0 | PT800+ XRAY board PWB |  |  | HLE
4427 | 6 |  | J1 | CTAOOC | 46-296085P3 | 1 | Restricted | Each | 1.0 | CONNECTOR 4 CONTACTS FOR GOLD PLATED CONTACTS SEE 46-2218 60P3. | 18996-641968-1 | TE CONNECTIVITY | STE
4428 | 6 |  | VR4 | CTAOOC | 46-312356P2 | 2 | Restricted | Each | 1.0 | VOLTAGE REFERENCE 5 VOLTS .05 PERCENT 5 PP SO8 | 01649-AD586LRZ | ANALOG DEVICES, INC. | STE
4429 | 6 |  | TP0-TP3 | CTAOOC | 46-301752P5 | 3 | Standard | Each | 4.0 | CONNECTOR 1 CONTACTS SURFACE MOUNT PRINTED CIRCUIT TEST POINTS | 04947 5016 ZZC70-TP-107-02-1-T | KEYSTONE ELECTRONICS CORP COMPONENTS CORPORATION | STE
4430 | 6 |  | J11,J332,J342 | CTAOOC | 46-221703P17 | 2 | Not Recommended | Each | 3.0 | 025 POS 50 CONT .100 SPACING STRAIGHT W/LONG LATCHES 4-WALL AMP PART IS RESTRICTED DUE TO THE FA CT THAT IT REQUIRES A .250 LONG SCRE W TO RETAIN IT. | 00266 3433-6303 00266 3433-6603 02973 IDH-50PK1-S4-TG30 | 3M (MINNESOTA MINING MFG) 3M (MINNESOTA MINING MFG) ROBINSON NUGENT INC | STA
4431 | 6 |  | R47,R52,R59 | CTAOOC | 46-312792P1 | 6 | Standard | Each | 3.0 | RESISTOR 0 OHM 1PERCENT 125MW 0805 JUMPER SURFACE MOUNTING 0 OHM L .079 W .050 T .018 | 18981-CRCW08050000Z0E 06725-RK73Z2AT 05498-ZC0805TW | VISHAY KOA RCD COMPONENTS INC. | STE
4432 | 6 |  | R1,R2,R35,R36,R41,R42,R45,R46,R49,R50,R60-R64 | CTAOOC | 46-312792P13 | 4 | Standard | Each | 15.0 | RESISTOR 1k OHMS 1 PERCENT .125 WATTS 0805 CASE SIZE | 11623-NRC10F1001TRF 05498-MC08051001FTW 18981-CRCW08051K00FKE 06725-RK73H2ATTD1001F 00006-WCR0805LF1001F | NIC COMPONENTS CORPORATION RCD COMPONENTS INC. VISHAY KOA IRC | STE
4433 | 6 |  | R13-R16 | CTAOOC | 46-312792P24 | 3 | Standard | Each | 4.0 | RESISTOR 20k OHMS 1 PERCENT .125 WATTS | 06725-RK73H2ATTD2002F 05498-MC08052002FTW 18981-CRCW080520K0FKE 00006-WCR0805LF2002F | KOA RCD COMPONENTS INC. VISHAY IRC | STE
4434 | 6 |  | R29-R32 | CTAOOC | 46-312792P7 | 4 | Standard | Each | 4.0 | RESISTOR 10k OHMS 1 PERCENT .125 WATTS SURFACE MOUNTING 0805 PACKAGE 100 PPM/DEGREE C 100V L .079 W .050 T .018 | 11623-NRC10F1002TRF 05498-MC08051002FTW 18981-CRCW080510K0FKE 00006-WCR0805LF1002F 06725-RK73H2ATTD1002F | NIC COMPONENTS CORPORATION RCD COMPONENTS INC. VISHAY IRC KOA | STE
4435 | 6 |  | R19,R27,R28,R33 | CTAOOC | 46-312792P5 | 5 | Standard | Each | 4.0 | RESISTOR 49.9 OHMS 1 % .125 WATTS 100 PPM/DEGREE C 100V 0805 PACKAGE L .079 W .050 T .018 | 00006-WCR0805LF49R9F 11623-NRC10F49R9TRF 05498-MC080549R9FTW 18981-CRCW080549R9FKE 06725-RK73H2ATTD49R9F | IRC NIC COMPONENTS CORPORATION RCD COMPONENTS INC. VISHAY KOA | STE
4436 | 6 |  | R17,R18,R20,R21 | CTAOOC | 46-312792P62 | 4 | Standard | Each | 4.0 | RESISTOR 2M OHMS 1 % .125 WATTS 100 VOLT 100 PPM TC 0805 PACKAGE | 00006-WCR0805LF2004F 18981-CRCW08052M00FKE 11623-NRC10F2004TRF 05498-MC08052004FT101W 02254-MCR10EZPF2004 | IRC VISHAY NIC COMPONENTS CORPORATION RCD COMPONENTS INC. ROHM | STE
4437 | 6 |  | R3-R10 | CTAOOC | 46-312792P81 | 6 | Standard | Each | 8.0 | RESISTOR 100 OHMS 1 PERCENT .125 WATTS 100 VOLT 100 PPM TC 0805 PACKAGE | 18981-CRCW0805100RFKE 11962-RC0805FR-07100RL 00006-WCR0805LF1000F 05498-MC08051000FTW 06725-RK73H2ATTD1000F 02254-MCR10EZPF1000 | VISHAY YAGEO IRC RCD COMPONENTS INC. KOA ROHM | STE
4438 | 6 |  | R22-R25 | CTAOOC | 46-312792P41 | 3 | Standard | Each | 4.0 | RESISTOR 1M OHMS 1 % .125 WATTS | 18981-CRCW08051M00FKE 06725-RK73H2ATTD1004F 00006-WCR0805LF1004F 05498-MC08051004FTW | VISHAY KOA IRC RCD COMPONENTS INC. | STE
4439 | 6 |  | R11,R12,R37-R40,R43,R44,R53,R54,R65,R66 | CTAOOC | 46-312792P117 | 5 | Standard | Each | 12.0 | RESISTOR 3.16k OHMS 1 % .125 WATTS | 11962-RC0805FR-073K16L 00006-WCR0805LF3161F 05498-MC08053161FTW 18981-CRCW08053K16FKE 06725-RK73H2ATTD3161F 02254-MCR10EZPF3161 | YAGEO IRC RCD COMPONENTS INC. VISHAY KOA ROHM | STE
4440 | 6 |  | U2,U13 | CTAOOC | 2103629 | 2 | Standard | Each | 2.0 | ANALOG SWITCH AND MUX ANALOG MUX | 18981-DG408DY-E3 | VISHAY | STE
4441 | 6 |  | D1-D12 | CTAOOC | 46-315841P2 | 1 | Standard | Each | 12.0 | SEMICONDUCTOR:DIODE 75 VOLTS 200m AM HIGH CONDUCTANCE LOW LEAKAGE SOT-23 | 18846-BAS116LT1G | ON SEMICONDUCTOR | STE
4442 | 6 |  | R51 | CTAOOC | 46-312792P113 | 4 | Standard | Each | 1.0 | RESISTOR 2.37k OHMS 1 PERCENT .1 WATTS 100 VOLT 100 PPM TC 0805 PACKAGE | 02254-MCR10EZPF2371 07092-ERJ-6ENF2371V 00006-WCR0805LF2371F 11962-RC0805FR-072K37L 05498-MC0805-2371-FTW 18981-CRCW08052K37FKE 06725-RK73H2ATTP2371F 10302-RMCF 1/10 2.37K 1% 10302-RMCF0805FT2K37 | ROHM PANASONIC IRC YAGEO RCD COMPONENTS INC. VISHAY KOA SEI SEI | STE
4443 | 6 |  | U3 | CTAOOC | 2138960-2 | 1 | Restricted | Each | 1.0 | ANALOG SWITCH AND MUX ANALOG MUX 4-CHANNEL DIFFERENTIAL BREAK-BEFORE- MAKE ANALOG MUX SOP16 THIS PART HAS A SETTLING ACCURACY OF LESS THEN 10PPM AT 18 USEC USE 2138960 FOR STANDARD PART | 18981-DG409DY-E3 | VISHAY | STE
4444 | 6 |  | U4-U7,U9-U12 | CTAOOC | 2154023 | 2 | Standard | Each | 8.0 | INT DRIVER LIGN 26C31 SO16 .15 SMD | 00036-DS26C31TM NOPB 00495-AM26C31IDE4 00495-DS26C31TM NOPB | NATIONAL SEMICONDUCTOR TEXAS INSTRUMENTS TEXAS INSTRUMENTS | STE
4445 | 6 |  | AR1 | CTAOOC | 2110206-2 | 1 | Standard | Each | 1.0 | AMPLIFIER OP AMP LM324 QUAD AMPLIFIER_NEW QUAD LOW POWER DIFFERENTIAL INPUT OPERATIONAL AMPLIFIER LM324A 14-PIN DIP | 18846-LM324ADG | ON SEMICONDUCTOR | STE
4446 | 6 |  | U15 | CTAOOC | 2105421 | 1 | Restricted | Each | 1.0 | AMPLIFIER 2 EACH 2 PPM-DEG C 5.2 VOL SINGLE SUPPLY, RAIL TO RAIL LOW POWERFET-INPUT OP AMP | 01649-AD822BRZ | ANALOG DEVICES, INC. | STE
4447 | 6 |  | R56-R58,VR9-VR11 | CTAOOC | 2182276-6 | 1 | Not Recommended | Each | 6.0 | RESISTOR 5k OHMS 10 PERCENT 400m WATTS. WARNING: Unknown Whisker Risk | 00078-3362P-1-502LF 01667-25PR5KLF 18981-T73YE502K | BOURNS BI TECHNOLOGIES VISHAY | STE
4448 | 6 |  | VR1-VR3,VR5-VR7 | CTAOOC | 2182276-4 | 1 | Not Recommended | Each | 6.0 | RESISTOR 1k OHMS 10 PERCENT 400m WATTS. WARNING: Unknown Whisker Risk | 01667-25PR1KLF 18981-T73YE102K 00078-3362P-1-102LF | BI TECHNOLOGIES VISHAY BOURNS | STE
4449 | 6 |  | U1,U8 | CTAOOC | 2154024 | 2 | Standard | Each | 2.0 | INT RECEIV 26C32 SO16 .15 SMD | 00495-AM26C32IDE4 00036-DS26C32ATM NOPB 00495-DS26C32ATM NOPB | TEXAS INSTRUMENTS NATIONAL SEMICONDUCTOR TEXAS INSTRUMENTS | STE
4450 | 6 |  | C14-C17 | CTAOOC | 2187107-3 | 1 | Standard | Each | 4.0 | CAPACITOR FIXED .01u FARADS 50 VOLTS | 08390 C0805C103K5RAC 19214-08055C103KAT | KEMET AVX/KYOCERA | STE
4451 | 6 |  | C2-C13,C18-C25 | CTAOOC | 2187107-6 | 3 | Not Recommended | Each | 20.0 | CAPACITOR FIXED .1u FARADS 50 VOLTS | 08390 C0805C104K5RAC 07945-CL21B104KBCNNNC | KEMET SAMSUNG | STE
4452 | 6 |  | C31 | CTAOOC | 2183937-10 | 3 | Standard | Each | 1.0 | CAPA TANT 10UF 10% 25V 6032 | 08390-T491C106K025AT 08390-B45196H5106K30 18981-293D106X9025C2TE3 19214-TAJC106K025RNJ | KEMET KEMET VISHAY AVX/KYOCERA | STE
4453 | 6 |  | C28,C29 | CTAOOC | 2235239-22 | 2 | Standard | Each | 2.0 | CAPACITOR 1U, 10 PERCENT, 16V, CERAMIC, X7R, 0603 | 03041-C1608X7R1C105K 19214-0603YC105KAT2A 08390-C0603C105K4RAC 02862-GRM188R71C105KA12 03041-C1608X7R1C105K080AC | TDK AVX/KYOCERA KEMET MURATA TDK | STE
4454 | 6 |  | J82 | CTAOOC | 2256875-9 | 1 | Not Recommended | Each | 1.0 | CONNEC 4.2-5566 2X6C STR PLU-TIN+PEG. WARNING: Unknown Whisker Risk | 01525 39-29-9122 18996-1-794307-1 | MOLEX TE CONNECTIVITY | STE
4455 | 6 |  | C30 | CTAOOC | 2235239-6 | 2 | Standard | Each | 1.0 | CAPACITOR X7R 100NF 10% 16V 0603 | 08390 C0603C104K4RAC 18981-VJ0603Y104KXJ 11962-CC0603KRX7R7BB104 19214-0603YC104KAT | KEMET VISHAY YAGEO AVX/KYOCERA | STE
4456 | 6 |  | C1,C26,C27 | CTAOOC | 2378169 | 3 | Standard | Each | 3.0 | U6214CS CAPACITOR FIXED 100U FARADS | 07092-EEEHA1V101XP 06533-UWZ1V101MCL1GS 10220-EMVE350ADA101MF80G | PANASONIC NICHICON CORPORATION CHEMI-CON | STE
4457 | 6 |  | R26,R34 | CTAOOC | 2338941-17 | 3 | Restricted | Each | 2.0 | RESISTOR 15.8k OHMS .1 Percent 100m WATTS 0805 SMT CHIP 15 PPM DEG C | 05498-BLU0805-1582-BT10W 00006-PCF-W0805LF-12-1582-B 18981-TNPW080515K8BXE 06725-RN732ATTD1582B10 | RCD COMPONENTS INC. IRC VISHAY KOA | STE
4458 | 6 |  | DS1,DS2 | CTAOOC | 2279219-2 | 1 | Standard | Each | 2.0 | LED GREEN LTST-C190G 0603 SMD | 18802 AP1608SGC 00941 HSMG-C190 11520 LTST-C190GKT 09050 PG1111C | KINGBRIGHT AVAGO TECHNOLOGIES LITE-ON STANLEY ELECTRIC CO LTD | STE
4459 | 6 |  | Q2,Q4 | CTAOOC | 5118750 | 3 | Standard | Each | 2.0 | TRANSISTOR PNP MJD32C DPAK 100V 3A 15W | 00124-MJD32CT4 07643-MJD32CTF | ST MICROELECTRONICS FAIRCHILD | STE
4460 | 6 |  | Q1,Q3 | CTAOOC | 5118749 | 3 | Standard | Each | 2.0 | TRANSISTOR NPN MJD31C DPAK 100V 3A 15W | 00124-MJD31C 07643-MJD31CTF | ST MICROELECTRONICS FAIRCHILD | STE
4461 | 6 |  | CR1-CR10 | CTAOOC | 2408243-2 | 1 | Restricted | Each | 10.0 | DIODE, TVS, BIDIRECTIONAL, 350W PEAK, 13.3V VZ, 11A PEAK, GBLC12C, SOD323 PACKAGE | 10289-GBLC12C-LF | PROTEK DEVICES | STE
4462 | 6 |  | U14 | CTAOOC | 5138662 | 2 | Standard | Each | 1.0 | CONVERTER DAC, 12 BIT, 50KHZ, 2 PER PKG, 10-LEAD MINI SMALL OUTLINE MSOP RM-10 PACKAGE | 01649-AD5322BRMZ | ANALOG DEVICES | STE
4463 | 5 |  | Q2,Q4 | CTAOOC | 5118750 | 3 | Standard | Each | 2.0 | TRANSISTOR PNP MJD32C DPAK 100V 3A 15W | 00124-MJD32CT4 07643-MJD32CTF | ST MICROELECTRONICS FAIRCHILD | STE
4464 | 5 |  | U14 | CTAOOC | 5138662 | 2 | Standard | Each | 1.0 | CONVERTER DAC, 12 BIT, 50KHZ, 2 PER PKG, 10-LEAD MINI SMALL OUTLINE MSOP RM-10 PACKAGE | 01649-AD5322BRMZ | ANALOG DEVICES | STE
4465 | 5 |  | Q1,Q3 | CTAOOC | 5118749 | 3 | Standard | Each | 2.0 | TRANSISTOR NPN MJD31C DPAK 100V 3A 15W | 00124-MJD31C 07643-MJD31CTF | ST MICROELECTRONICS FAIRCHILD | STE
4466 | 5 |  | CR1-CR10 | CTAOOC | 2408243-2 | 1 | Restricted | Each | 10.0 | DIODE, TVS, BIDIRECTIONAL, 350W PEAK, 13.3V VZ, 11A PEAK, GBLC12C, SOD323 PACKAGE | 10289-GBLC12C-LF | PROTEK DEVICES | STE
4467 | 4 | 1 |  | CTAAssembly | 5444849 | 12 | Release | Each | 1.0 | Positioning Table Assembly |  |  | CCX
4468 | 5 | 27 |  | CTAComponent | C1213-M4C008-14 | 1 | Release | Each | 13.0 | GB_T 9074.8，M4x8mm，Grade 4.8 Steel，Zinc finish，RoHS Fastener | 25114-M4/8/PPSTPS/TC1/GB9074.8 | TR FORMAC SHANGHAI PTE LTD | HLE
4469 | 5 | 21 |  | CTAComponent | 1000-M12C040-04 | 2 | Release | Each | 8.0 | Hexagon Socket Head Cap Screw, M12-1.75, X40mm Long, Grade 8.8 Steel, Zinc Plated, RoHS Fastener | 11060-M12C40KCSC9Z6/912 20589-10948-03249 10487-1000-M12C040-04 | ANIXTER FASTENAL COMPANY OHTA | STM
4470 | 5 | 33 |  | CTAComponent | 2203-M8-07 | 3 | Release | Each | 8.0 | Curved Lock Washer, DIN 128A, M8, Spring Steel, Zinc Plated, RoHS Fastener | 20589-10948-04153 11060-M8NLOCSTMZT/128A | FASTENAL COMPANY ANIXTER | STM
4471 | 5 | 24 |  | CTAComponent | 1000-M8C030-04 | 3 | Release | Each | 4.0 | Hexagon Socket Head Cap Screw, M8-1.25, X30mm Long, Grade 8.8 Steel, Zinc Plated, RoHS Fastener | 11060-M8C30KCSC9Z6/912 20589-ZS2580030ZP0000 24140-M8/30/SOHTCS/TC1D/DIN912 10487-1000-M8C030-04 | ANIXTER FASTENAL COMPANY TR FORMAC DIV OF TR FASTENINGS OHTA | STM
4472 | 5 | 5 |  | CTAComponent | 5449191 | 1 | Release | Each | 1.0 | Belt Polymax |  |  | HLE
4473 | 5 | 7 |  | CTAAssembly | 5446768 | 2 | Release | Each | 1.0 | Back Base Cover |  |  | HLE
4474 | 6 | 4 |  | CTAComponent | 5440486 | 1 | Release | Each | 1.0 | Cover For Protecting Mouse |  |  | HLE
4475 | 6 | 1 |  | CTAComponent | 5456417 | 2 | Release | Each | 1.0 | Back Base Cover I |  |  | HLE
4476 | 6 | 3 |  | CTAComponent | 5449842 | 1 | Release | Each | 1.0 | Joint Board |  |  | HLE
4477 | 6 | 2 |  | CTAComponent | 5444522 | 1 | Release | Each | 1.0 | Back Base Cover II |  |  | HLE
4478 | 6 | 5 |  | CTAComponent | C1213-M3C006-14 | 1 | Release | Each | 2.0 | GB_T 9074.8，M3x6mm，Grade 4.8 Steel，Zinc finish，RoHS Fastener | 25114-M3/6/PPSTPS/TC1/GB9074.8 | TR FORMAC SHANGHAI PTE LTD | HLE
4479 | 5 | 9 |  | CTAComponent | 5439529 | 3 | Release | Each | 1.0 | Middle Base Cover |  |  | HLE
4480 | 5 | 8 |  | CTAAssembly | 5459260 | 1 | Release | Each | 1.0 | Front Base Cover |  |  | HLE
4481 | 6 | 2 |  | CTAComponent | 5441341 | 1 | Release | Each | 1.0 | Front Base Cover II |  |  | HLE
4482 | 6 | 1 |  | CTAComponent | 5447803 | 2 | Release | Each | 1.0 | Front Base Cover I |  |  | HLE
4483 | 5 | 6 |  | CTAAssembly | 5460821 | 4 | Release | Each | 1.0 | Electric Control Unit |  |  | CCX
4484 | 6 | 13 |  | CTAComponent | 5436979 | 1 | Release | Each | 1.0 | PS800R table power relay |  |  | HLE
4485 | 6 | 6 |  | CTAComponent | 5440286 | 2 | Release | Each | 1.0 | terminal board |  |  | CCX
4486 | 6 | 5 |  | CTAAssembly | 5447579 | 1 | Release | Each | 1.0 | Transducer Cover For 1100W |  |  | CCX
4487 | 7 | 1 |  | CTAComponent | 5462461 | 1 | Release | Each | 1.0 | Shield box for 1100W |  |  | CCX
4488 | 7 | 3 |  | CTAComponent | C1213-M3C006-14 | 1 | Release | Each | 6.0 | GB_T 9074.8，M3x6mm，Grade 4.8 Steel，Zinc finish，RoHS Fastener | 25114-M3/6/PPSTPS/TC1/GB9074.8 | TR FORMAC SHANGHAI PTE LTD | HLE
4489 | 7 | 2 |  | CTAComponent | 5459448 | 1 | Release | Each | 1.0 | Cover piece for 1100W |  |  | CCX
4490 | 6 | 7 |  | CTAComponent | 5454576 | 2 | Release | Each | 1.0 | Transformer |  |  | CCX
4491 | 6 | 3 |  | CTAAssembly | 5453702 | 1 | Release | Each | 1.0 | Transducer Cover For 750W |  |  | CCX
4492 | 7 | 2 |  | CTAComponent | 5460992 | 1 | Release | Each | 1.0 | Cover piece for 750W |  |  | CCX
4493 | 7 | 3 |  | CTAComponent | C1213-M3C006-14 | 1 | Release | Each | 4.0 | GB_T 9074.8，M3x6mm，Grade 4.8 Steel，Zinc finish，RoHS Fastener | 25114-M3/6/PPSTPS/TC1/GB9074.8 | TR FORMAC SHANGHAI PTE LTD | HLE
4494 | 7 | 1 |  | CTAComponent | 5438148 | 1 | Release | Each | 1.0 | Shield Box For 750W |  |  | CCX
4495 | 6 | 9 |  | CTAComponent | 5168929 | 1 | Release | Each | 3.0 | copper socket |  |  | HLE
4496 | 6 | 15 |  | CTAComponent | 5462293 | 2 | Release | Each | 1.0 | Switch Power |  |  | CCX
4497 | 6 | 12 |  | CTAComponent | 5457946 | 1 | Release | Each | 9.0 | RICHCO FTH-7A1-RT FLAT TIE HOLDER 25.4x25.4x7.1mm, ACCOMODATES 5x2mm |  |  | HLE
4498 | 6 | 8 |  | CTAComponent | 5462129 | 2 | Release | Each | 1.0 | Switch power |  |  | CCX
4499 | 6 | 11 |  | CTAComponent | 5462290 | 1 | Release | Each | 1.0 | Copper Ground Bar |  |  | CCX
4500 | 6 | 10 |  | CTAComponent | 5457748 | 1 | Release | Each | 1.0 | Bracket for Copper Termination |  |  | CCX
4501 | 6 | 16 |  | CTAComponent | 1007-M4C012-14 | 1 | Release | Each | 5.0 | Phillips Pan Head Screw, ISO 7045, M4-0.7, X12mm Long, Grade 4.8 Steel, Zinc Plated, RoHS Fastener | 20589-10948-03571 11060-M4C12MXPSTZ6/7985 | FASTENAL COMPANY ANIXTER | STM
4502 | 6 | 17 |  | CTAComponent | 1007-M6C012-14 | 1 | Release | Each | 1.0 | Phillips Pan Head Screw, ISO 7045, M6-1, X12mm Long, Grade 4.8 Steel, Zinc Plated, RoHS Fastener | 20589-10948-03583 11060-M6C12MXPSTZ6/7985 | FASTENAL COMPANY ANIXTER | STM
4503 | 6 | 18 |  | CTAComponent | 1010-M4C006-14 | 2 | Release | Each | 9.0 | Phillips Flat Head Screw, ISO 7046, M4-0.7, X6mm Long, Grade 4.8 Steel, Zinc Plated, RoHS Fastener | 11060-M4C6MXFSTZ6/965A A0996-BN 388 M4-0.7 x 6mm CR6+FREE 12217-25030-109 | ANIXTER BOSSARD MIDWEST PRODUCTS & ENGINEERING | STM
4504 | 6 | 14 |  | CTAComponent | 5492790 | 1 | Release | Each | 1.0 | Transform Cover |  |  | CCX
4505 | 6 | 1 |  | CTAAssembly | 5492643 | 1 | Release | Each | 1.0 | Base Board welding For Electric Control Unit |  |  | CCX
4506 | 7 | 2 |  | CTAComponent | 5492644 | 1 | Release | Each | 1.0 | Connection board |  |  | CCX
4507 | 7 | 1 |  | CTAComponent | 5452884 | 1 | Release | Each | 1.0 | Base Board For Electric Control Unit |  |  | CCX
4508 | 6 | 26 |  | CTAComponent | 5445416-3 | 1 | Release | Each | 2.0 | AVID PRODUCTS STEEL P-CLAMP or R-clamp DIA7.9, WIDE9.7,19243 SCP-5-323-203 |  |  | HLE
4509 | 6 | 24 |  | CTAComponent | 5438742 | 2 | Release | Each | 5.0 | Fuse Holder |  |  | CCX
4510 | 6 | 25 |  | CTAComponent | 5445416-2 | 1 | Release | Each | 2.0 | AVID PRODUCTS STEEL P-CLAMP or R-clamp DIA6.4, WIDE9.7, 19243-SCP-4-323-203 |  |  | HLE
4511 | 6 | 23 |  | CTAComponent | 2000-M6-03 | 3 | Release | Each | 1.0 | Flat Washer, ISO7089, M6, Steel 200HV, Zinc Plated, RoHS Fastener | 20589-10948-03457 10487-2000-M6-03 11060-M6NWSFSTZ6/125ATP 24140-M6/-/PWSTWA/TC1/DIN125 | FASTENAL COMPANY OHTA ANIXTER TR FORMAC DIV OF TR FASTENINGS | STM
4512 | 6 | 19 |  | CTAComponent | C1213-M4C008-14 | 1 | Release | Each | 43.0 | GB_T 9074.8，M4x8mm，Grade 4.8 Steel，Zinc finish，RoHS Fastener | 25114-M4/8/PPSTPS/TC1/GB9074.8 | TR FORMAC SHANGHAI PTE LTD | HLE
4513 | 6 | 20 |  | CTAComponent | C1213-M4C012-14 | 1 | Release | Each | 8.0 | GB_T 9074.8，M4x12mm，Grade 4.8 Steel，Zinc finish，RoHS Fastener | 25114-M4/12/PPSTPS/TC1/GB9074.8 | TR FORMAC SHANGHAI PTE LTD | HLE
4514 | 6 | 22 |  | CTAComponent | C1213-M3C010-14 | 1 | Release | Each | 2.0 | GB_T 9074.8，M3x10mm，Grade 4.8 Steel，Zinc finish，RoHS Fastener | 25114-M3/10/PPSTPS/TC1/GB9074.8 | TR FORMAC SHANGHAI PTE LTD | HLE
4515 | 6 | 21 |  | CTAComponent | C1213-M4C025-14 | 1 | Release | Each | 2.0 | GB_T 9074.8，M4x25mm，Grade 4.8 Steel，Zinc finish，RoHS Fastener | 25114-M4/25/PPSTPS/TC1/GB9074.8 | TR FORMAC SHANGHAI PTE LTD | HLE
4516 | 6 | 2 |  | ECCCollectorPart | 5476828 | 3 | Release | Each | 1.0 | PT800+ tube frequency inverter collector |  |  | HLE
4517 | 7 |  | f1 | CTAComponent | 5458335 | 1 | Release | Each | 1.0 | PT800+ tube frequency inverter |  |  | HLE
4518 | 6 | 4 |  | ECCCollectorPart | 5476829 | 4 | Release | Each | 1.0 | PT800+ tilt frequency inverter collector |  |  | HLE
4519 | 7 |  | f3 | CTAComponent | 5462131 | 1 | Release | Each | 1.0 | PT800+ tilt frequency inverter |  |  | HLE
4520 | 5 | 4 |  | CTAAssembly | 5445977 | 4 | Release | Each | 1.0 | Tilting Motor Assembly |  |  | CCX
4521 | 6 | 8 |  | CTAComponent | 1006-M8C020-04 | 2 | Release | Each | 4.0 | Hexagon Head Screw, ISO 4017, M8-1.25, X20mm Long, Grade 8.8 Steel, Zinc Plated, RoHS Fastener | 20589-10948-03861 11060-M8C20HCSC9Z6/933 A0996-BN 56 M8 x 20mm CR6+FREE 24140-M8/20/HHHTMC/TC1/GB5783 | FASTENAL COMPANY ANIXTER BOSSARD TR FORMAC DIV OF TR FASTENINGS | STM
4522 | 6 | 9 |  | CTAComponent | 1006-M8C030-04 | 2 | Release | Each | 4.0 | Hexagon Head Screw, ISO 4017, M8-1.25, X30mm Long, Grade 8.8 Steel, Zinc Plated, RoHS Fastener | 11060-M8C30HCSC9Z6/933 20589-10948-03863 A0996-BN 56 M8 x 30mm CR6+FREE 24140-M8/30/HHHTMC/TC1/GB5783 | ANIXTER FASTENAL COMPANY BOSSARD TR FORMAC DIV OF TR FASTENINGS | STM
4523 | 6 | 12 |  | CTAComponent | 1000-M8C080-04 | 1 | Release | Each | 1.0 | Hexagon Socket Head Cap Screw, M8-1.25, X80mm Long, Grade 8.8 Steel, Zinc Plated, RoHS Fastener | 10487-1000-M8C080-04 | OHTA | STM
4524 | 6 | 13 |  | CTAComponent | 2000-M8-03 | 2 | Release | Each | 9.0 | Flat Washer, ISO7089, M8, Steel 200HV, Zinc Plated, RoHS Fastener | 11060-M8NWSFSTZ6/125ATP 20589-10948-03458 25114-2000-M8-03 | ANIXTER FASTENAL COMPANY TR FORMAC SHANGHAI PTE LTD | STM
4525 | 6 | 14 |  | CTAComponent | 2203-M8-07 | 3 | Release | Each | 4.0 | Curved Lock Washer, DIN 128A, M8, Spring Steel, Zinc Plated, RoHS Fastener | 20589-10948-04153 11060-M8NLOCSTMZT/128A | FASTENAL COMPANY ANIXTER | STM
4526 | 6 | 11 |  | CTAComponent | 1040-M5C008-27 | 2 | Release | Each | 2.0 | Hexagon Set Screw with Cup Point, M5-0.8, X8mm Long, Grade 45H Steel, Black Oxide RoHS Fastener | A0996-1032496 11060-M5C8KKCA1/916 20589-10948-04197 24140-M5/8/HSHTPC/BO1 | BOSSARD ANIXTER FASTENAL COMPANY TR FORMAC DIV OF TR FASTENINGS | STM
4527 | 6 | 7 |  | CTAComponent | 5439532 | 1 | Release | Each | 1.0 | U Pressing Board |  |  | CCX
4528 | 6 | 3 |  | CTAComponent | 5441943 | 1 | Release | Each | 4.0 | rubber washer |  |  | CCX
4529 | 6 | 5 |  | CTAComponent | 5438730 | 1 | Release | Each | 1.0 | 1100W Motor Belt Wheel |  |  | CCX
4530 | 6 | 17 |  | CTAComponent | 5436665 | 1 | Release | Each | 1.0 | Press Spring |  |  | CCX
4531 | 6 | 15 |  | CTAComponent | 5445416-2 | 1 | Release | Each | 1.0 | AVID PRODUCTS STEEL P-CLAMP or R-clamp DIA6.4, WIDE9.7, 19243-SCP-4-323-203 |  |  | HLE
4532 | 6 | 1 |  | CTAAssembly | 5455380 | 1 | Release | Each | 1.0 | Tilting Motor Base Board Welding Assembly |  |  | CCX
4533 | 7 | 2 |  | CTAComponent | 5461015 | 1 | Release | Each | 1.0 | Tilting Motor Base Board |  |  | CCX
4534 | 7 | 1 |  | CTAComponent | 5436892 | 1 | Release | Each | 1.0 | Spring Stopper |  |  | CCX
4535 | 6 | 2 |  | CTAAssembly | 5445173 | 1 | Release | Each | 1.0 | Titling Motor Slide Board Welding |  |  | CCX
4536 | 7 | 2 |  | CTAComponent | 5461014 | 1 | Release | Each | 1.0 | U block |  |  | CCX
4537 | 7 | 3 |  | CTAComponent | 3000-M8C-04 | 1 | Release | Each | 5.0 | Hexagon Nut, ISO4032, M8-1.25, Grade 8 Steel, Zinc Plated, RoHS Fastener | 20589-10948-03689 11060-M8CNFHSTZ6/934 | FASTENAL COMPANY ANIXTER | STM
4538 | 7 | 1 |  | CTAComponent | 5443767 | 1 | Release | Each | 1.0 | Titling Motor Slide Board |  |  | CCX
4539 | 6 | 10 |  | CTAComponent | C1213-M4C012-14 | 1 | Release | Each | 4.0 | GB_T 9074.8，M4x12mm，Grade 4.8 Steel，Zinc finish，RoHS Fastener | 25114-M4/12/PPSTPS/TC1/GB9074.8 | TR FORMAC SHANGHAI PTE LTD | HLE
4540 | 6 | 16 |  | CTAComponent | 5492575 | 1 | Release | Each | 2.0 | OD24 x H15MM |  |  | CCX
4541 | 6 | 4 |  | CTAComponent | 5460237 | 2 | Release | Each | 1.0 | PT800+ 1100W Motor |  |  | HLE
4542 | 5 | 32 |  | CTAComponent | 2203-M12-07 | 3 | Release | Each | 8.0 | Curved Lock Washer, DIN 128A, M12, Spring Steel, Zinc Plated, RoHS Fastener | 20589-10948-04155 11060-M12NLOCSTMZT/128A | FASTENAL COMPANY ANIXTER | STM
4543 | 5 | 2 |  | CTAAssembly | 5444314 | 4 | Release | Each | 1.0 | Cassette |  |  | CCX
4544 | 6 | 7 |  | CTAComponent | 1010-M4C006-14 | 2 | Release | Each | 11.0 | Phillips Flat Head Screw, ISO 7046, M4-0.7, X6mm Long, Grade 4.8 Steel, Zinc Plated, RoHS Fastener | 11060-M4C6MXFSTZ6/965A A0996-BN 388 M4-0.7 x 6mm CR6+FREE 12217-25030-109 | ANIXTER BOSSARD MIDWEST PRODUCTS & ENGINEERING | STM
4545 | 6 | 6 |  | CTAComponent | 1007-M4C010-14 | 2 | Release | Each | 7.0 | Phillips Pan Head Screw, ISO 7045, M4-0.7, X10mm Long, Grade 4.8 Steel, Zinc Plated, RoHS Fastener | 11060-M4C10MXPSTZ6/7985 20589-10948-03570 24140-M4/10/PPSTMC/TC1/ISO7045 | ANIXTER FASTENAL COMPANY TR FORMAC DIV OF TR FASTENINGS | STM
4546 | 6 | 5 |  | CTAComponent | 5457946 | 1 | Release | Each | 3.0 | RICHCO FTH-7A1-RT FLAT TIE HOLDER 25.4x25.4x7.1mm, ACCOMODATES 5x2mm |  |  | HLE
4547 | 6 | 1 |  | CTAAssembly | 5454751 | 1 | Release | Each | 1.0 | Cassette frame |  |  | CCX
4548 | 7 | 1 |  | CTAAssembly | 5448638 | 1 | Release | Each | 1.0 | Cassette base |  |  | CCX
4549 | 8 | 1 |  | CTAAssembly | 5460243 | 1 | Release | Each | 1.0 | Cassette bottom |  |  | CCX
4550 | 9 | 2 |  | CTAComponent | 5436100 | 1 | Release | Each | 1.0 | II bracket |  |  | CCX
4551 | 9 | 3 |  | CTAComponent | 5442983 | 1 | Release | Each | 2.0 | II bracket rib |  |  | CCX
4552 | 9 | 1 |  | CTAComponent | 5491734 | 1 | Release | Each | 1.0 | Cassette housing bottom cover |  |  | CCX
4553 | 9 | 5 |  | CTAAssembly | 5438950 | 1 | Release | Each | 1.0 | Cassette bottom frame |  |  | CCX
4554 | 10 | 2 |  | CTAComponent | 5457203 | 1 | Release | Each | 1.0 | Cassette frame top beam |  |  | CCX
4555 | 10 | 3 |  | CTAComponent | 5442174 | 1 | Release | Each | 1.0 | Cassette frame foot beam |  |  | CCX
4556 | 10 | 1 |  | CTAComponent | 5446206 | 1 | Release | Each | 3.0 | Cassette frame left beam |  |  | CCX
4557 | 10 | 5 |  | CTAComponent | 5453940 | 1 | Release | Each | 2.0 | Cassette frame rib |  |  | CCX
4558 | 10 | 6 |  | CTAComponent | 5454752 | 1 | Release | Each | 4.0 | Cassette install nut |  |  | CCX
4559 | 10 | 4 |  | CTAComponent | 5453097 | 1 | Release | Each | 2.0 | Colum install base |  |  | CCX
4560 | 9 | 4 |  | CTAComponent | 5449390 | 1 | Release | Each | 4.0 | Bolt |  |  | CCX
4561 | 8 | 3 |  | CTAComponent | 5447808 | 1 | Release | Each | 2.0 | Cassette beam cover |  |  | CCX
4562 | 8 | 2 |  | CTAAssembly | 5495565 | 1 | Release | Each | 1.0 | Cassette top cover assembly |  |  | CCX
4563 | 9 | 2 |  | CTAComponent | 5457202 | 1 | Release | Each | 4.0 | Grid bracket |  |  | CCX
4564 | 9 | 1 |  | CTAComponent | 5491733 | 1 | Release | Each | 1.0 | Cassette housing top cover |  |  | CCX
4565 | 7 | 4 |  | CTAComponent | 2000-M4-03 | 3 | Release | Each | 10.0 | FLAT WASHER - NORMAL SERIES, ISO 7089, M4 CLASS 200H STEEL, ZINC PLATED RoHS FASTENER | 24140-M4/-/PWSTWA/TC1/DIN125 10487-2000-M4-03 A0996-BN 343 M4 CR6+FREE 24432-11103691 11060-M4NWSFSTZ6/125ATP | TR FORMAC DIV OF TR FASTENINGS OHTA BOSSARD FASTENAL ANIXTER | STM
4566 | 7 | 3 |  | CTAComponent | 1007-M4C016-14 | 1 | Release | Each | 10.0 | Phillips Pan Head Screw, ISO 7045, M4-0.7, X16mm Long, Grade 4.8 Steel, Zinc Plated, RoHS Fastener | 20589-10948-03572 11060-M4C16MXPSTZ6/7985 | FASTENAL COMPANY ANIXTER | STM
4567 | 7 | 2 |  | CTAComponent | 5442982 | 1 | Release | Each | 2.0 | Tray rail |  |  | CCX
4568 | 7 | 5 |  | CTAComponent | C2106-M4-02 | 3 | Release | Each | 10.0 | Spring Lock Washer, M4, Zinc plated, Rohs Fastener | 24140-C2106-M4-02 | TR FORMAC DIV OF TR FASTENINGS | HLE
4569 | 6 | 3 |  | CTAComponent | 5442173 | 1 | Release | Each | 1.0 | Cassette bottom cover |  |  | CCX
4570 | 6 | 8 |  | CTAComponent | 2000-M4-03 | 3 | Release | Each | 7.0 | FLAT WASHER - NORMAL SERIES, ISO 7089, M4 CLASS 200H STEEL, ZINC PLATED RoHS FASTENER | 24140-M4/-/PWSTWA/TC1/DIN125 10487-2000-M4-03 A0996-BN 343 M4 CR6+FREE 24432-11103691 11060-M4NWSFSTZ6/125ATP | TR FORMAC DIV OF TR FASTENINGS OHTA BOSSARD FASTENAL ANIXTER | STM
4571 | 6 | 9 |  | CTAComponent | C2106-M4-02 | 3 | Release | Each | 7.0 | Spring Lock Washer, M4, Zinc plated, Rohs Fastener | 24140-C2106-M4-02 | TR FORMAC DIV OF TR FASTENINGS | HLE
4572 | 6 | 4 |  | CTAAssembly | 5495566 | 1 | Release | Each | 4.0 | Grid limiter |  |  | CCX
4573 | 7 | 2 |  | CTAComponent | 5491737 | 1 | Release | Each | 1.0 | Grid limiter buffer |  |  | CCX
4574 | 7 | 1 |  | CTAComponent | 5491736 | 1 | Release | Each | 1.0 | Grid limiter plate |  |  | CCX
4575 | 6 | 2 |  | CTAAssembly | 5491735 | 1 | Release | Each | 1.0 | Tray switch assembly |  |  | CCX
4576 | 7 | 3 |  | CTAComponent | 5436678 | 1 | Release | Each | 1.0 | MICRO SWITCH |  |  | HLE
4577 | 7 | 4 |  | CTAComponent | 5453710 | 2 | Release | Each | 1.0 | MICRO SWITCH |  |  | HLE
4578 | 7 | 5 |  | CTAComponent | 1007-M3C016-14 | 1 | Release | Each | 2.0 | Phillips Pan Head Screw, ISO 7045, M3-0.5, X16mm Long, Grade 4.8 Steel, Zinc Plated, RoHS Fastener | 20589-10948-03567 11060-M3C16MXPSTZ6/7985 | FASTENAL COMPANY ANIXTER | STM
4579 | 7 | 2 |  | CTAComponent | 5453099 | 1 | Release | Each | 1.0 | Buffer pad |  |  | CCX
4580 | 7 | 7 |  | CTAComponent | 2106-M3-05 | 2 | Release | Each | 2.0 | Spring Lock Washer with Flat Ends JIS B1251, M3, Spring Steel, Zinc Plated, Rohs Fastener | 24140-MEP M3/SPSTWA/TC1D/JIS B1251 | TR FORMAC DIV OF TR FASTENINGS | STM
4581 | 7 | 6 |  | CTAComponent | 2000-M3-03 | 2 | Release | Each | 2.0 | WASHER PLAIN - LARGE 3.2 MM 7 MM , HV200, Steel, Zinc plate RoHS Washer | 10487-2000-M3-03 23983-6083737 24140-200-M3-03 | OHTA BOSSARD CHINA TR FORMAC DIV OF TR FASTENINGS | STM
4582 | 7 | 8 |  | CTAComponent | 5442753 | 1 | Release | Each | 1.0 | insulation sheet |  |  | CCX
4583 | 7 | 1 |  | CTAComponent | 5498229 | 1 | Release | Each | 1.0 | Tray switch holder |  |  | CCX
4584 | 5 | 1 |  | CTAAssembly | 5450426 | 4 | Release | Each | 1.0 | Table Base Assembly |  |  | CCX
4585 | 6 | 5 |  | CTAAssembly | 5445966 | 1 | Release | Each | 1.0 | Slide frame |  |  | CCX
4586 | 7 | 2 |  | CTAComponent | 5455609 | 1 | Release | Each | 1.0 | Slide frame foot beam |  |  | CCX
4587 | 7 | 3 |  | CTAComponent | 5449849 | 1 | Release | Each | 2.0 | Slide frame top beam |  |  | CCX
4588 | 7 | 1 |  | CTAComponent | 5440506 | 1 | Release | Each | 1.0 | Slide frame right beam |  |  | CCX
4589 | 7 | 7 |  | CTAComponent | 5438178 | 1 | Release | Each | 3.0 | Rib |  |  | CCX
4590 | 7 | 4 |  | CTAComponent | 5457201 | 1 | Release | Each | 2.0 | Slide frame left beam |  |  | CCX
4591 | 7 | 5 |  | CTAComponent | 5454750 | 1 | Release | Each | 4.0 | Cassette holder |  |  | CCX
4592 | 7 | 6 |  | CTAComponent | 5450650 | 1 | Release | Each | 1.0 | Roller bracket |  |  | CCX
4593 | 7 | 9 |  | CTAComponent | 5462486 | 1 | Release | Each | 2.0 | Horizontal bearing bracket holder |  |  | CCX
4594 | 7 | 11 |  | CTAComponent | 5491738 | 1 | Release | Each | 4.0 | Cassette housing mounting rib |  |  | CCX
4595 | 7 | 10 |  | CTAComponent | 5437398 | 1 | Release | Each | 1.0 | Chain bracket |  |  | CCX
4596 | 7 | 8 |  | CTAComponent | 5448637 | 1 | Release | Each | 2.0 | Vertical bearing bracket holder |  |  | CCX
4597 | 6 | 1 |  | CTAAssembly | 5451214 | 1 | Release | Each | 1.0 | Base Assembly |  |  | CCX
4598 | 7 | 1 |  | CTAAssembly | 5456956 | 1 | Release | Each | 1.0 | Base Welding Assembly |  |  | CCX
4599 | 8 | 2 |  | CTAComponent | 5440482 | 1 | Release | Each | 1.0 | Dustpan Cover |  |  | CCX
4600 | 8 | 4 |  | CTAComponent | 5444519 | 1 | Release | Each | 1.0 | Middle Reinforce Board |  |  | CCX
4601 | 8 | 3 |  | CTAComponent | 5443738 | 1 | Release | Each | 1.0 | Front Reinforce Board |  |  | CCX
4602 | 8 | 1 |  | CTAComponent | 5436072 | 1 | Release | Each | 2.0 | Bottom Reinforce Board |  |  | CCX
4603 | 8 | 6 |  | CTAComponent | 5447787 | 1 | Release | Each | 1.0 | Triangle board |  |  | CCX
4604 | 8 | 8 |  | CTAComponent | 5457943 | 1 | Release | Each | 1.0 | Rear wall board |  |  | CCX
4605 | 8 | 7 |  | CTAComponent | 5452248 | 1 | Release | Each | 1.0 | Bottom board |  |  | CCX
4606 | 8 | 5 |  | CTAComponent | 5446179 | 1 | Release | Each | 1.0 | Front Wall Board |  |  | CCX
4607 | 7 | 4 |  | CTAComponent | 5453693 | 1 | Release | Each | 1.0 | bush |  |  | CCX
4608 | 7 | 6 |  | CTAComponent | 1000-M8C030-04 | 3 | Release | Each | 2.0 | Hexagon Socket Head Cap Screw, M8-1.25, X30mm Long, Grade 8.8 Steel, Zinc Plated, RoHS Fastener | 11060-M8C30KCSC9Z6/912 20589-ZS2580030ZP0000 24140-M8/30/SOHTCS/TC1D/DIN912 10487-1000-M8C030-04 | ANIXTER FASTENAL COMPANY TR FORMAC DIV OF TR FASTENINGS OHTA | STM
4609 | 7 | 5 |  | CTAComponent | 5456189 | 1 | Release | Each | 1.0 | PRESSING PLATE |  |  | CCX
4610 | 7 | 3 |  | CTAComponent | 5444316 | 1 | Release | Each | 1.0 | WASHER CIRCLE |  |  | CCX
4611 | 7 | 2 |  | CTAAssembly | 5453700 | 1 | Release | Each | 1.0 | Cable Clamp Assembly |  |  | CCX
4612 | 8 | 2 |  | CTAComponent | 5443740 | 1 | Release | Each | 1.0 | Base For Cable Clamp |  |  | CCX
4613 | 8 | 1 |  | CTAComponent | C1213-M4C012-14 | 1 | Release | Each | 2.0 | GB_T 9074.8，M4x12mm，Grade 4.8 Steel，Zinc finish，RoHS Fastener | 25114-M4/12/PPSTPS/TC1/GB9074.8 | TR FORMAC SHANGHAI PTE LTD | HLE
4614 | 8 | 3 |  | CTAComponent | 5446762 | 1 | Release | Each | 1.0 | Cover For Cable Clamp |  |  | CCX
4615 | 7 | 9 |  | CTAComponent | 1010-M4C012-14 | 2 | Release | Each | 6.0 | Phillips Flat Head Screw, ISO 7046, M4-0.7, X12mm Long, Grade 4.8 Steel, Zinc Plated, RoHS Fastener | 11060-M4C12MXFSTZ6/965A 20589-10948-03509 24140-M4/12/KPSTMC/TC1/DIN965 | ANIXTER FASTENAL COMPANY TR FORMAC DIV OF TR FASTENINGS | STM
4616 | 7 | 10 |  | CTAComponent | 2000-M10-03 | 2 | Release | Each | 2.0 | Flat Washer, ISO7089, M10, Steel 200HV, Zinc Plated, RoHS Fastener | 20589-10948-03459 11060-M10NWSFSTZ6/125ATP 10487-2000-M10-03 | FASTENAL COMPANY ANIXTER OHTA | STM
4617 | 7 | 8 |  | CTAComponent | C1213-M4C030-14 | 1 | Release | Each | 4.0 | GB_T 9074.8，M4x30mm，Grade 4.8 Steel，Zinc finish，RoHS Fastener | 25114-M4/30/PPSTPS/TC1/GB9074.8 | TR FORMAC SHANGHAI PTE LTD | HLE
4618 | 7 | 7 |  | CTAComponent | 1007-M4C012-14 | 1 | Release | Each | 4.0 | Phillips Pan Head Screw, ISO 7045, M4-0.7, X12mm Long, Grade 4.8 Steel, Zinc Plated, RoHS Fastener | 20589-10948-03571 11060-M4C12MXPSTZ6/7985 | FASTENAL COMPANY ANIXTER | STM
4619 | 7 | 14 |  | CTAComponent | 5492688 | 1 | Release | Each | 1.0 | GB_T93-1987, M18, Grade Normal Steel, Black Oxide finish, RoHS Fastener |  |  | CCX
4620 | 7 | 15 |  | CTAComponent | 5492689 | 1 | Release | Each | 2.0 | GB_T93-1987, M20, Grade Normal Steel, Black Oxide finish, RoHS Fastener |  |  | CCX
4621 | 7 | 12 |  | CTAComponent | 2000-M8-03 | 2 | Release | Each | 2.0 | Flat Washer, ISO7089, M8, Steel 200HV, Zinc Plated, RoHS Fastener | 11060-M8NWSFSTZ6/125ATP 20589-10948-03458 25114-2000-M8-03 | ANIXTER FASTENAL COMPANY TR FORMAC SHANGHAI PTE LTD | STM
4622 | 7 | 13 |  | CTAComponent | 2203-M10-07 | 2 | Release | Each | 2.0 | Curved Lock Washer, DIN 128A, M10, Spring Steel, Zinc Plated, RoHS Fastener | 20589-10948-04154 11060-M10NLOCSTZ6/128A | FASTENAL COMPANY ANIXTER | STM
4623 | 7 | 11 |  | CTAComponent | 2000-M20-03 | 1 | Release | Each | 2.0 | Flat Washer, ISO7089, M20, Steel 200HV, Zinc Plated, RoHS Fastener | 20589-10948-04411 11060-M20NWSFSTZ6/125ATH | FASTENAL COMPANY ANIXTER | STM
4624 | 7 | 18 |  | CTAComponent | 5444317 | 1 | Release | Each | 2.0 | CAM FOLLOWER CF10BUUR IKO |  |  | CCX
4625 | 7 | 17 |  | CTAComponent | 5457946 | 1 | Release | Each | 6.0 | RICHCO FTH-7A1-RT FLAT TIE HOLDER 25.4x25.4x7.1mm, ACCOMODATES 5x2mm |  |  | HLE
4626 | 7 | 16 |  | CTAComponent | 2203-M8-07 | 3 | Release | Each | 2.0 | Curved Lock Washer, DIN 128A, M8, Spring Steel, Zinc Plated, RoHS Fastener | 20589-10948-04153 11060-M8NLOCSTMZT/128A | FASTENAL COMPANY ANIXTER | STM
4627 | 7 | 20 |  | CTAComponent | 5456958 | 1 | Release | Each | 1.0 | CAM FOLLOWER CFE18VBUUR IKO |  |  | CCX
4628 | 7 | 19 |  | CTAComponent | 5462283 | 1 | Release | Each | 2.0 | CAM FOLLOWER CF20BUUR IKO |  |  | CCX
4629 | 6 | 4 |  | CTAAssembly | 5445967 | 1 | Release | Each | 1.0 | Vertical bearing top limiter |  |  | CCX
4630 | 7 | 1 |  | CTAComponent | 1040-M6C010-27 | 1 | Release | Each | 1.0 | Hexagon Set Screw with Cup Point, M6-1, X10mm Long, Grade 45H Steel, Black Oxide RoHS Fastener | 11060-M6C10KKCST/916 A0996-1032704 20589-10948-04201 | ANIXTER BOSSARD FASTENAL COMPANY | STM
4631 | 7 | 3 |  | CTAComponent | 5455605 | 1 | Release | Each | 1.0 | CAM FOLLOWER CF18BUU IKO |  |  | CCX
4632 | 7 | 4 |  | CTAComponent | 5456425 | 1 | Release | Each | 1.0 | Vertical bearing top limiter bracket |  |  | CCX
4633 | 7 | 2 |  | CTAComponent | 5456958 | 1 | Release | Each | 1.0 | CAM FOLLOWER CFE18VBUUR IKO |  |  | CCX
4634 | 6 | 3 |  | CTAAssembly | 5437173 | 1 | Release | Each | 1.0 | Gear Box Of Table Rotation |  |  | CCX
4635 | 7 | 2 |  | CTAComponent | 5457743 | 1 | Release | Each | 1.0 | Base Belt Wheel |  |  | CCX
4636 | 7 | 4 |  | CTAComponent | 1040-M5C008-27 | 2 | Release | Each | 1.0 | Hexagon Set Screw with Cup Point, M5-0.8, X8mm Long, Grade 45H Steel, Black Oxide RoHS Fastener | A0996-1032496 11060-M5C8KKCA1/916 20589-10948-04197 24140-M5/8/HSHTPC/BO1 | BOSSARD ANIXTER FASTENAL COMPANY TR FORMAC DIV OF TR FASTENINGS | STM
4637 | 7 | 3 |  | CTAAssembly | 5454528 | 1 | Release | Each | 1.0 | gear assembly |  |  | CCX
4638 | 8 | 2 |  | CTAComponent | 5441934 | 1 | Release | Each | 1.0 | Circlip for hole-GB893.1-86 75 Series Fastener Drawing RoHS Compliant |  |  | CCX
4639 | 8 | 4 |  | CTAComponent | 5450420 | 1 | Release | Each | 1.0 | bear flange |  |  | CCX
4640 | 8 | 3 |  | CTAComponent | 5492772 | 1 | Release | Each | 1.0 | Circlip for shaft-GB894.1-86 45 Series Fastener Drawing RoHS Compliant |  |  | CCX
4641 | 8 | 1 |  | CTAComponent | 5459256 | 1 | Release | Each | 1.0 | bear for base gear box |  |  | HLE
4642 | 8 | 5 |  | CTAComponent | 5437944 | 1 | Release | Each | 1.0 | PINION GEAR |  |  | CCX
4643 | 7 | 1 |  | CTAComponent | T310-2192 | 6 | Release | Each | 1.0 | REDUCTION UNT |  |  | HLE
4644 | 6 | 2 |  | CTAAssembly | 5457751 | 1 | Release | Each | 1.0 | Main Frame Assembly |  |  | CCX
4645 | 7 | 1 |  | CTAAssembly | 5437940 | 1 | Release | Each | 1.0 | main frame |  |  | CCX
4646 | 8 | 1 |  | CTAAssembly | 5444520 | 1 | Release | Each | 1.0 | Front wall welding assembly |  |  | CCX
4647 | 9 | 2 |  | CTAComponent | 5445374 | 1 | Release | Each | 1.0 | front wall part 2 |  |  | CCX
4648 | 9 | 3 |  | CTAComponent | 5448612 | 1 | Release | Each | 1.0 | front wall part 3 |  |  | CCX
4649 | 9 | 1 |  | CTAComponent | 5436868 | 1 | Release | Each | 1.0 | front wall part 1 |  |  | CCX
4650 | 9 | 5 |  | CTAComponent | 5446180 | 1 | Release | Each | 1.0 | front wall part 5 |  |  | CCX
4651 | 9 | 4 |  | CTAComponent | 5457171 | 1 | Release | Each | 1.0 | front wall part 4 |  |  | CCX
4652 | 8 | 4 |  | CTAComponent | 5445375 | 1 | Release | Each | 1.0 | frame part 2 |  |  | CCX
4653 | 8 | 3 |  | CTAAssembly | 5458690 | 1 | Release | Each | 1.0 | Back wall welding assembly |  |  | CCX
4654 | 9 | 1 |  | CTAComponent | 5460991 | 1 | Release | Each | 1.0 | back wall part part 1 |  |  | CCX
4655 | 9 | 2 |  | CTAComponent | 5451405 | 1 | Release | Each | 1.0 | back wall part part 2 |  |  | CCX
4656 | 9 | 3 |  | CTAComponent | 5457944 | 1 | Release | Each | 1.0 | back wall part part 3 |  |  | CCX
4657 | 9 | 4 |  | CTAComponent | 5461753 | 1 | Release | Each | 1.0 | back wall part part 4 |  |  | CCX
4658 | 9 | 5 |  | CTAComponent | 5443739 | 1 | Release | Each | 1.0 | back wall part part 5 |  |  | CCX
4659 | 9 | 6 |  | CTAComponent | 5462460 | 1 | Release | Each | 1.0 | back wall part part 6 |  |  | CCX
4660 | 9 | 7 |  | CTAComponent | 5442151 | 1 | Release | Each | 1.0 | back wall part part 7 |  |  | CCX
4661 | 9 | 8 |  | CTAComponent | 5444521 | 1 | Release | Each | 2.0 | back wall part part 8 |  |  | CCX
4662 | 9 | 9 |  | CTAComponent | 5448613 | 1 | Release | Each | 1.0 | back wall part part 9 |  |  | CCX
4663 | 9 | 10 |  | CTAComponent | 5453076 | 1 | Release | Each | 1.0 | back wall part part 10 |  |  | CCX
4664 | 9 | 11 |  | CTAComponent | 5436073 | 1 | Release | Each | 1.0 | back wall part part 11 |  |  | CCX
4665 | 9 | 12 |  | CTAComponent | 5440483 | 1 | Release | Each | 2.0 | back wall part part 12 |  |  | CCX
4666 | 9 | 13 |  | CTAComponent | 5459449 | 1 | Release | Each | 1.0 | back wall part 13 |  |  | CCX
4667 | 9 | 14 |  | CTAComponent | 5492693 | 1 | Release | Each | 3.0 | Back wall part 14 |  |  | CCX
4668 | 8 | 2 |  | CTAComponent | 5451406 | 1 | Release | Each | 1.0 | frame part 1 |  |  | CCX
4669 | 8 | 5 |  | CTAComponent | 5449365 | 1 | Release | Each | 1.0 | frame part 3 |  |  | CCX
4670 | 8 | 6 |  | CTAComponent | 5461754 | 1 | Release | Each | 1.0 | frame part 4 |  |  | CCX
4671 | 8 | 7 |  | CTAComponent | 5436869 | 1 | Release | Each | 2.0 | frame part 5 |  |  | CCX
4672 | 8 | 8 |  | CTAComponent | 5457172 | 1 | Release | Each | 2.0 | frame part 6 |  |  | CCX
4673 | 8 | 9 |  | CTAComponent | 5454721 | 1 | Release | Each | 1.0 | frame part 7 |  |  | CCX
4674 | 8 | 10 |  | CTAComponent | 5457945 | 1 | Release | Each | 1.0 | frame part 8 |  |  | CCX
4675 | 8 | 11 |  | CTAComponent | 5439712 | 1 | Release | Each | 1.0 | frame part 9 |  |  | CCX
4676 | 8 | 12 |  | CTAComponent | 5492694 | 1 | Release | Each | 3.0 | Frame part 10 |  |  | CCX
4677 | 7 | 4 |  | CTAComponent | 5452879 | 1 | Release | Each | 1.0 | limited block |  |  | CCX
4678 | 7 | 3 |  | CTAComponent | 5441936 | 1 | Release | Each | 1.0 | rail |  |  | CCX
4679 | 7 | 5 |  | CTAComponent | 5441114 | 1 | Release | Each | 3.0 | L joint |  |  | CCX
4680 | 7 | 2 |  | CTAComponent | 5439525 | 1 | Release | Each | 1.0 | SECTOR GEAR |  |  | CCX
4681 | 7 | 7 |  | CTAComponent | 5449641 | 1 | Release | Each | 1.0 | BOARD FOR ANGLE SWITCH |  |  | CCX
4682 | 7 | 9 |  | CTAComponent | 5439528 | 2 | Release | Each | 1.0 | -30 degree block |  |  | CCX
4683 | 7 | 8 |  | CTAComponent | 5441115 | 1 | Release | Each | 1.0 | 90 degree block |  |  | CCX
4684 | 7 | 10 |  | CTAComponent | 5441939 | 1 | Release | Each | 1.0 | joint bracket II for rubber protector |  |  | CCX
4685 | 7 | 6 |  | CTAComponent | 5439527 | 2 | Release | Each | 2.0 | L joint |  |  | CCX
4686 | 7 | 11 |  | CTAComponent | 5436661 | 1 | Release | Each | 1.0 | joint bracket I for rubber protector |  |  | CCX
4687 | 7 | 13 |  | CTAComponent | 5453694 | 1 | Release | Each | 1.0 | bracket of energy Chain |  |  | CCX
4688 | 7 | 14 |  | CTAComponent | 5446204 | 1 | Release | Each | 1.0 | Bracket II of Energy Chain |  |  | CCX
4689 | 7 | 15 |  | CTAAssembly | 5456961 | 1 | Release | Each | 1.0 | base board for column moving motor |  |  | CCX
4690 | 8 | 2 |  | CTAComponent | 5442750 | 1 | Release | Each | 1.0 | bracket of gear box |  |  | CCX
4691 | 8 | 1 |  | CTAComponent | 5441112 | 1 | Release | Each | 1.0 | base board |  |  | CCX
4692 | 8 | 3 |  | CTAComponent | 5492737 | 1 | Release | Each | 2.0 | end cover |  |  | CCX
4693 | 7 | 12 |  | CTAAssembly | 5446766 | 1 | Release | Each | 1.0 | cable clamp |  |  | CCX
4694 | 8 | 2 |  | CTAAssembly | 5453700 | 1 | Release | Each | 1.0 | Cable Clamp Assembly |  |  | CCX
4695 | 9 | 2 |  | CTAComponent | 5443740 | 1 | Release | Each | 1.0 | Base For Cable Clamp |  |  | CCX
4696 | 9 | 1 |  | CTAComponent | C1213-M4C012-14 | 1 | Release | Each | 2.0 | GB_T 9074.8，M4x12mm，Grade 4.8 Steel，Zinc finish，RoHS Fastener | 25114-M4/12/PPSTPS/TC1/GB9074.8 | TR FORMAC SHANGHAI PTE LTD | HLE
4697 | 9 | 3 |  | CTAComponent | 5446762 | 1 | Release | Each | 1.0 | Cover For Cable Clamp |  |  | CCX
4698 | 8 | 3 |  | CTAAssembly | 5457746 | 1 | Release | Each | 1.0 | base for cable clamp |  |  | CCX
4699 | 9 | 2 |  | CTAComponent | 5441352 | 1 | Release | Each | 1.0 | Joint Column |  |  | CCX
4700 | 9 | 1 |  | CTAComponent | 5449848 | 1 | Release | Each | 1.0 | Base Board |  |  | CCX
4701 | 8 | 1 |  | CTAComponent | 5492966 | 1 | Release | Each | 1.0 | Circlip for shaft-GB894.1-86 15 Series Fastener Drawing RoHS Compliant |  |  | CCX
4702 | 7 | 19 |  | CTAComponent | 5492717 | 1 | Release | Each | 1.0 | joint bracket |  |  | CCX
4703 | 7 | 17 |  | CTAComponent | 5492719 | 1 | Release | Each | 1.0 | Mechanical stopper for 90 degree |  |  | CCX
4704 | 7 | 18 |  | CTAComponent | 5492718 | 1 | Release | Each | 1.0 | Mechanical stopper for -30 degree |  |  | CCX
4705 | 7 | 16 |  | CTAComponent | 5437945 | 1 | Release | Each | 1.0 | slide board |  |  | CCX
4706 | 7 | 21 |  | CTAComponent | 1000-M12C025-07 | 1 | Release | Each | 3.0 | Hexagon Socket Head Cap Screw, M12-1.75, X25mm Long, Grade12.9 Steel, Black Oxide, RoHS Fastener | 20589-10948-03276 11060-M12C25KCSC4/912 A0996-1008900 | FASTENAL COMPANY ANIXTER BOSSARD | STM
4707 | 7 | 24 |  | CTAComponent | 1000-M6C016-04 | 4 | Release | Each | 6.0 | Hexagon Socket Head Cap Screw, M6-1, X16mm Long, Grade 8.8 Steel, Zinc Plated, RoHS Fastener | 20589-10948-03239 10487-1000-M6C016-04 24140-M6/16/SOHTCS/TC1D/DIN912 11060-M6C16KCSC9Z6/912 A0996-BN 4 M6 x 16mm CR6+FREE | FASTENAL COMPANY OHTA TR FORMAC DIV OF TR FASTENINGS ANIXTER BOSSARD | STM
4708 | 7 | 25 |  | CTAComponent | 1000-M8C016-04 | 3 | Release | Each | 17.0 | Hexagon Socket Head Cap Screw, M8-1.25, X16mm Long, Grade 8.8 Steel, Zinc Plated, RoHS Fastener | 11060-M8C16KCSC9Z6/912 20589-10948-04703 24140-M8/16/SOHTCS/TC1D/DIN912 10487-1000-M8C016-04 | ANIXTER FASTENAL COMPANY TR FORMAC DIV OF TR FASTENINGS OHTA | STM
4709 | 7 | 23 |  | CTAComponent | 1000-M5C025-04 | 3 | Release | Each | 2.0 | Hexagon Socket Head Cap Screw, M5-0.8, X25mm Long, Grade 8.8 Steel, Zinc Plated, RoHS Fastener | 11060-M5C25KCSC9Z6/912 25114-1000-M5C025-04 20589-11103214 10487-1000-M5C025-04 | ANIXTER TR FORMAC SHANGHAI PTE LTD FASTENAL COMPANY OHTA | STM
4710 | 7 | 22 |  | CTAComponent | 1000-M12C030-04 | 3 | Release | Each | 9.0 | Hexagon Socket Head Cap Screw, M12-1.75, X30mm Long, Grade 8.8 Steel, Zinc Plated, RoHS Fastener | 11060-M12C30KCSC9Z6/912 20589-10948-03247 24140-M12/30/HHSTBL/TC1D 10487-1000-M12C030-04 | ANIXTER FASTENAL COMPANY TR FORMAC DIV OF TR FASTENINGS OHTA | STM
4711 | 7 | 29 |  | CTAComponent | 2001-M6-03 | 2 | Release | Each | 4.0 | Large Flat Washer, ISO7093, M6, Steel 200HV, Zinc Plated, RoHS Fastener | 11060-M6NWFESTZ6/9021TH 20589-10948-03486 24140-M6/-/PWSTWA/TC1/ISO7093 | ANIXTER FASTENAL COMPANY TR FORMAC DIV OF TR FASTENINGS | STM
4712 | 7 | 27 |  | CTAComponent | C1213-M4C012-14 | 1 | Release | Each | 31.0 | GB_T 9074.8，M4x12mm，Grade 4.8 Steel，Zinc finish，RoHS Fastener | 25114-M4/12/PPSTPS/TC1/GB9074.8 | TR FORMAC SHANGHAI PTE LTD | HLE
4713 | 7 | 28 |  | CTAComponent | 2000-M12-03 | 1 | Release | Each | 3.0 | Flat Washer, ISO7089, M12, Steel 200HV, Zinc Plated, RoHS Fastener | 11060-M12NWSFSTZ6/125ATP 20589-10948-03460 | ANIXTER FASTENAL COMPANY | STM
4714 | 7 | 26 |  | CTAComponent | 1000-M8C065-04 | 1 | Release | Each | 1.0 | Hexagon Socket Head Cap Screw, M8-1.25, X65mm Long, Grade 8.8 Steel, Zinc Plated, RoHS Fastener | 10487-1000-M8C065-04 | OHTA | STM
4715 | 7 | 31 |  | CTAComponent | 2203-M12-07 | 3 | Release | Each | 3.0 | Curved Lock Washer, DIN 128A, M12, Spring Steel, Zinc Plated, RoHS Fastener | 20589-10948-04155 11060-M12NLOCSTMZT/128A | FASTENAL COMPANY ANIXTER | STM
4716 | 7 | 32 |  | CTAComponent | 2106-M5-14 | 1 | Release | Each | 2.0 | Spring Lock Washer with Flat Ends JIS B1251, M5, Spring Stainless Steel, Rohs Fastener | 24140-2106-M5-14 | TR FORMAC DIV OF TR FASTENINGS | STM
4717 | 7 | 33 |  | CTAComponent | 2203-M6-07 | 5 | Release | Each | 6.0 | Curved Lock Washer, DIN 128A, M6, Spring Steel, Zinc Plated, RoHS Fastener | 11060-M6NLOCSTZ6/128A A0996-BN 770 M6 CR6+FREE 24140-M6/-/SSSTWA/TC1D/DIN128A 20589-10948-04152 | ANIXTER BOSSARD TR FORMAC DIV OF TR FASTENINGS FASTENAL COMPANY | STM
4718 | 7 | 30 |  | CTAComponent | 2000-M8-03 | 2 | Release | Each | 1.0 | Flat Washer, ISO7089, M8, Steel 200HV, Zinc Plated, RoHS Fastener | 11060-M8NWSFSTZ6/125ATP 20589-10948-03458 25114-2000-M8-03 | ANIXTER FASTENAL COMPANY TR FORMAC SHANGHAI PTE LTD | STM
4719 | 7 | 37 |  | CTAComponent | C2106-M8-80 | 1 | Release | Each | 17.0 | GB_T 93，M8，Spring Steel，Black Oxide finish，RoHS Fastener | 25114-M8/-/SRSTWA/BO/GB93 | TR FORMAC SHANGHAI PTE LTD | HLE
4720 | 7 | 34 |  | CTAComponent | 2203-M8-07 | 3 | Release | Each | 1.0 | Curved Lock Washer, DIN 128A, M8, Spring Steel, Zinc Plated, RoHS Fastener | 20589-10948-04153 11060-M8NLOCSTMZT/128A | FASTENAL COMPANY ANIXTER | STM
4721 | 7 | 36 |  | CTAComponent | C2106-M12-02 | 1 | Release | Each | 7.0 | GB_T 93，M12，Spring Steel，Zinc finish，RoHS Fastener | 25114-M12/-/SRSTWA/TC1/GB93 | TR FORMAC SHANGHAI PTE LTD | HLE
4722 | 7 | 35 |  | CTAComponent | 5445416-2 | 1 | Release | Each | 1.0 | AVID PRODUCTS STEEL P-CLAMP or R-clamp DIA6.4, WIDE9.7, 19243-SCP-4-323-203 |  |  | HLE
4723 | 6 | 8 |  | CTAComponent | 5449179 | 1 | Release | Each | 2.0 | Roll adjust plate |  |  | CCX
4724 | 6 | 9 |  | CTAAssembly | 5436658 | 1 | Release | Each | 1.0 | Vertical bearing foot limiter |  |  | CCX
4725 | 7 | 1 |  | CTAComponent | 1040-M6C010-27 | 1 | Release | Each | 1.0 | Hexagon Set Screw with Cup Point, M6-1, X10mm Long, Grade 45H Steel, Black Oxide RoHS Fastener | 11060-M6C10KKCST/916 A0996-1032704 20589-10948-04201 | ANIXTER BOSSARD FASTENAL COMPANY | STM
4726 | 7 | 4 |  | CTAComponent | 5457968 | 1 | Release | Each | 1.0 | Vertical bearing foot limiter bracket |  |  | CCX
4727 | 7 | 3 |  | CTAComponent | 5455605 | 1 | Release | Each | 1.0 | CAM FOLLOWER CF18BUU IKO |  |  | CCX
4728 | 7 | 2 |  | CTAComponent | 5456958 | 1 | Release | Each | 1.0 | CAM FOLLOWER CFE18VBUUR IKO |  |  | CCX
4729 | 6 | 10 |  | CTAAssembly | 5498243 | 1 | Release | Each | 1.0 | Chain Connector |  |  | CCX
4730 | 7 | 2 |  | CTAComponent | 2000-M6-03 | 3 | Release | Each | 2.0 | Flat Washer, ISO7089, M6, Steel 200HV, Zinc Plated, RoHS Fastener | 20589-10948-03457 10487-2000-M6-03 11060-M6NWSFSTZ6/125ATP 24140-M6/-/PWSTWA/TC1/DIN125 | FASTENAL COMPANY OHTA ANIXTER TR FORMAC DIV OF TR FASTENINGS | STM
4731 | 7 | 3 |  | CTAComponent | C2106-M6-02 | 3 | Release | Each | 2.0 | Spring Lock Washer, M6, Zinc plated, Rohs Fastener | 24140-C2106-M6-02 | TR FORMAC DIV OF TR FASTENINGS | HLE
4732 | 7 | 1 |  | CTAComponent | 1000-M6C020-04 | 4 | Release | Each | 2.0 | Hexagon Socket Head Cap Screw, M6-1, X20mm Long, Grade 8.8 Steel, Zinc Plated, RoHS Fastener | 11060-M6C20KCSC9Z6/912 10487-1000-M6C020-04 24140-M6/20/SOHTCS/TC1D/DIN912 20589-10948-03240 A0996-BN 4 M6 x 20mm CR6+FREE | ANIXTER OHTA TR FORMAC DIV OF TR FASTENINGS FASTENAL COMPANY BOSSARD | STM
4733 | 7 | 5 |  | CTAComponent | 5436894 | 1 | Release | Each | 1.0 | Chain connector plate |  |  | CCX
4734 | 7 | 4 |  | CTAAssembly | 5498254 | 1 | Release | Each | 1.0 | Chain connector base |  |  | CCX
4735 | 8 | 2 |  | CTAComponent | 5491740 | 1 | Release | Each | 1.0 | Chain connector L shape frame |  |  | CCX
4736 | 8 | 1 |  | CTAComponent | 5491739 | 1 | Release | Each | 1.0 | Chain connector dentate plate |  |  | CCX
4737 | 6 | 6 |  | CTAComponent | 5492777 | 1 | Release | Each | 1.0 | limited board |  |  | CCX
4738 | 6 | 7 |  | CTAComponent | 5453943 | 1 | Release | Each | 4.0 | Roller shaft |  |  | CCX
4739 | 6 | 12 |  | CTAComponent | 5452029 | 1 | Release | Each | 1.0 | cover |  |  | CCX
4740 | 6 | 13 |  | CTAAssembly | 5452028 | 1 | Release | Each | 1.0 | Top Motor Assembly |  |  | CCX
4741 | 7 | 2 |  | CTAAssembly | 5456367 | 6 | Release | Each | 1.0 | Table TOP motor assembly |  |  | CCX
4742 | 8 | 2 |  | CTAComponent | 5456367-1 | 2 | Release | Each | 1.0 | Table TOP motor assembly-resistor and cable |  |  | HLE
4743 | 8 | 1 |  | CTAComponent | 5120418-1 | 2 | Release | Each | 1.0 | AC gear motor, 25W |  |  | HLE
4744 | 7 | 3 |  | CTAComponent | 5449646 | 1 | Release | Each | 1.0 | top gear |  |  | CCX
4745 | 7 | 1 |  | CTAComponent | 5445170 | 1 | Release | Each | 1.0 | motor board |  |  | CCX
4746 | 7 | 6 |  | CTAComponent | C1213-M3C010-14 | 1 | Release | Each | 2.0 | GB_T 9074.8，M3x10mm，Grade 4.8 Steel，Zinc finish，RoHS Fastener | 25114-M3/10/PPSTPS/TC1/GB9074.8 | TR FORMAC SHANGHAI PTE LTD | HLE
4747 | 7 | 4 |  | CTAComponent | C1213-M4C012-14 | 1 | Release | Each | 3.0 | GB_T 9074.8，M4x12mm，Grade 4.8 Steel，Zinc finish，RoHS Fastener | 25114-M4/12/PPSTPS/TC1/GB9074.8 | TR FORMAC SHANGHAI PTE LTD | HLE
4748 | 7 | 5 |  | CTAComponent | 1040-M5C008-27 | 2 | Release | Each | 2.0 | Hexagon Set Screw with Cup Point, M5-0.8, X8mm Long, Grade 45H Steel, Black Oxide RoHS Fastener | A0996-1032496 11060-M5C8KKCA1/916 20589-10948-04197 24140-M5/8/HSHTPC/BO1 | BOSSARD ANIXTER FASTENAL COMPANY TR FORMAC DIV OF TR FASTENINGS | STM
4749 | 6 | 11 |  | CTAAssembly | 5459999 | 1 | Release | Each | 1.0 | Back Sprocket Assembly |  |  | CCX
4750 | 7 | 1 |  | CTAComponent | 5462285 | 1 | Release | Each | 2.0 | Bearing NSK6005ZZ |  |  | CCX
4751 | 7 | 4 |  | CTAAssembly | 5446764 | 1 | Release | Each | 1.0 | bracket of head sprocket wheel |  |  | CCX
4752 | 8 | 1 |  | CTAComponent | 5453094 | 1 | Release | Each | 1.0 | Bracket 1 |  |  | CCX
4753 | 8 | 4 |  | CTAComponent | 5462483 | 1 | Release | Each | 1.0 | Bracket 4 |  |  | CCX
4754 | 8 | 3 |  | CTAComponent | 5436891 | 1 | Release | Each | 1.0 | Bracket 3 |  |  | CCX
4755 | 8 | 2 |  | CTAComponent | 5458708 | 1 | Release | Each | 1.0 | Bracket 2 |  |  | CCX
4756 | 7 | 3 |  | CTAComponent | 5445169 | 1 | Release | Each | 1.0 | Sprocket Wheel In Head End |  |  | CCX
4757 | 7 | 2 |  | CTAComponent | 5455376 | 1 | Release | Each | 1.0 | Circlip for shaft-GB894.1-86 25 Series Fastener Drawing RoHS Compliant |  |  | CCX
4758 | 7 | 6 |  | CTAComponent | 5453696 | 1 | Release | Each | 1.0 | washer circl |  |  | CCX
4759 | 7 | 5 |  | CTAComponent | 5451207 | 1 | Release | Each | 1.0 | shaft |  |  | CCX
4760 | 6 | 14 |  | CTAAssembly | 5461548 | 1 | Release | Each | 1.0 | PRESSING UNIT |  |  | CCX
4761 | 7 | 2 |  | CTAAssembly | 5492808 | 1 | Release | Each | 1.0 | bearing holder welding |  |  | CCX
4762 | 8 | 2 |  | CTAComponent | 5492809 | 1 | Release | Each | 1.0 | bearing holder 2 |  |  | CCX
4763 | 8 | 3 |  | CTAComponent | 5492810 | 1 | Release | Each | 1.0 | bearing holder 3 |  |  | CCX
4764 | 8 | 1 |  | CTAComponent | 5436660 | 1 | Release | Each | 1.0 | bear holder |  |  | CCX
4765 | 7 | 3 |  | CTAAssembly | 5492811 | 1 | Release | Each | 1.0 | guide unit |  |  | CCX
4766 | 8 | 3 |  | CTAComponent | 2000-M8-03 | 2 | Release | Each | 1.0 | Flat Washer, ISO7089, M8, Steel 200HV, Zinc Plated, RoHS Fastener | 11060-M8NWSFSTZ6/125ATP 20589-10948-03458 25114-2000-M8-03 | ANIXTER FASTENAL COMPANY TR FORMAC SHANGHAI PTE LTD | STM
4767 | 8 | 4 |  | CTAComponent | 2203-M8-07 | 3 | Release | Each | 1.0 | Curved Lock Washer, DIN 128A, M8, Spring Steel, Zinc Plated, RoHS Fastener | 20589-10948-04153 11060-M8NLOCSTMZT/128A | FASTENAL COMPANY ANIXTER | STM
4768 | 8 | 2 |  | CTAComponent | 5492812 | 1 | Release | Each | 1.0 | guide block |  |  | CCX
4769 | 8 | 5 |  | CTAComponent | 3000-M8C-04 | 1 | Release | Each | 1.0 | Hexagon Nut, ISO4032, M8-1.25, Grade 8 Steel, Zinc Plated, RoHS Fastener | 20589-10948-03689 11060-M8CNFHSTZ6/934 | FASTENAL COMPANY ANIXTER | STM
4770 | 8 | 1 |  | CTAComponent | 5445972 | 2 | Release | Each | 1.0 | Shaft |  |  | CCX
4771 | 7 | 1 |  | CTAComponent | 5455605 | 1 | Release | Each | 1.0 | CAM FOLLOWER CF18BUU IKO |  |  | CCX
4772 | 6 | 15 |  | CTAAssembly | 5457747 | 2 | Release | Each | 2.0 | bearing holder for top |  |  | CCX
4773 | 7 | 1 |  | CTAComponent | 5456398 | 1 | Release | Each | 1.0 | bear support |  |  | CCX
4774 | 7 | 4 |  | CTAComponent | 5438151 | 1 | Release | Each | 1.0 | CAM FOLLOWER CFE10BUUR IKO |  |  | CCX
4775 | 7 | 3 |  | CTAComponent | 5438725 | 1 | Release | Each | 1.0 | CAM FOLLOWER IKO CF12BUUR |  |  | CCX
4776 | 7 | 2 |  | CTAComponent | 1040-M5C008-27 | 2 | Release | Each | 2.0 | Hexagon Set Screw with Cup Point, M5-0.8, X8mm Long, Grade 45H Steel, Black Oxide RoHS Fastener | A0996-1032496 11060-M5C8KKCA1/916 20589-10948-04197 24140-M5/8/HSHTPC/BO1 | BOSSARD ANIXTER FASTENAL COMPANY TR FORMAC DIV OF TR FASTENINGS | STM
4777 | 6 | 16 |  | CTAAssembly | 5447589 | 1 | Release | Each | 2.0 | front switch assembly I |  |  | CCX
4778 | 7 | 1 |  | CTAComponent | 5445975 | 1 | Release | Each | 1.0 | switch support |  |  | CCX
4779 | 7 | 4 |  | CTAComponent | 5436678 | 1 | Release | Each | 1.0 | MICRO SWITCH |  |  | HLE
4780 | 7 | 5 |  | CTAComponent | 5445171 | 1 | Release | Each | 1.0 | thread hole board |  |  | CCX
4781 | 7 | 3 |  | CTAComponent | 5453710 | 2 | Release | Each | 1.0 | MICRO SWITCH |  |  | HLE
4782 | 7 | 2 |  | CTAComponent | 5442753 | 1 | Release | Each | 1.0 | insulation sheet |  |  | CCX
4783 | 7 | 6 |  | CTAComponent | 5450421 | 1 | Release | Each | 1.0 | through hole board |  |  | CCX
4784 | 6 | 18 |  | CTAAssembly | 5448395 | 1 | Release | Each | 1.0 | head switch assembly |  |  | CCX
4785 | 7 | 2 |  | CTAComponent | 5459257 | 1 | Release | Each | 1.0 | thread hole plate |  |  | CCX
4786 | 7 | 4 |  | CTAComponent | 5447590 | 1 | Release | Each | 1.0 | through hole plate |  |  | CCX
4787 | 7 | 3 |  | CTAComponent | 5460819 | 1 | Release | Each | 1.0 | insulation piece |  |  | CCX
4788 | 7 | 1 |  | CTAComponent | 5441937 | 1 | Release | Each | 1.0 | switch bracket |  |  | CCX
4789 | 7 | 6 |  | CTAComponent | C1213-M4C030-14 | 1 | Release | Each | 2.0 | GB_T 9074.8，M4x30mm，Grade 4.8 Steel，Zinc finish，RoHS Fastener | 25114-M4/30/PPSTPS/TC1/GB9074.8 | TR FORMAC SHANGHAI PTE LTD | HLE
4790 | 7 | 5 |  | CTAComponent | 5461564 | 2 | Release | Each | 1.0 | MICRO SWITCH |  |  | HLE
4791 | 6 | 17 |  | CTAAssembly | 5453698 | 1 | Release | Each | 1.0 | front switch assembly II |  |  | CCX
4792 | 7 | 2 |  | CTAComponent | 5442753 | 1 | Release | Each | 1.0 | insulation sheet |  |  | CCX
4793 | 7 | 3 |  | CTAComponent | 5445171 | 1 | Release | Each | 1.0 | thread hole board |  |  | CCX
4794 | 7 | 1 |  | CTAComponent | 5445975 | 1 | Release | Each | 1.0 | switch support |  |  | CCX
4795 | 7 | 5 |  | CTAComponent | 5436678 | 1 | Release | Each | 1.0 | MICRO SWITCH |  |  | HLE
4796 | 7 | 6 |  | CTAComponent | 5453710 | 2 | Release | Each | 1.0 | MICRO SWITCH |  |  | HLE
4797 | 7 | 4 |  | CTAComponent | 5450421 | 1 | Release | Each | 1.0 | through hole board |  |  | CCX
4798 | 6 | 19 |  | CTAAssembly | 5445976 | 1 | Release | Each | 1.0 | middle switch assembly |  |  | CCX
4799 | 7 | 1 |  | CTAComponent | 5441937 | 1 | Release | Each | 1.0 | switch bracket |  |  | CCX
4800 | 7 | 4 |  | CTAComponent | 5447590 | 1 | Release | Each | 1.0 | through hole plate |  |  | CCX
4801 | 7 | 6 |  | CTAComponent | C1213-M4C030-14 | 1 | Release | Each | 2.0 | GB_T 9074.8，M4x30mm，Grade 4.8 Steel，Zinc finish，RoHS Fastener | 25114-M4/30/PPSTPS/TC1/GB9074.8 | TR FORMAC SHANGHAI PTE LTD | HLE
4802 | 7 | 5 |  | CTAComponent | 5448409 | 2 | Release | Each | 1.0 | MICRO SWITCH |  |  | HLE
4803 | 7 | 3 |  | CTAComponent | 5460819 | 1 | Release | Each | 1.0 | insulation piece |  |  | CCX
4804 | 7 | 2 |  | CTAComponent | 5459257 | 1 | Release | Each | 1.0 | thread hole plate |  |  | CCX
4805 | 6 | 20 |  | CTAAssembly | 5457745 | 1 | Release | Each | 1.0 | foot switch assembly |  |  | CCX
4806 | 7 | 2 |  | CTAComponent | 5459257 | 1 | Release | Each | 1.0 | thread hole plate |  |  | CCX
4807 | 7 | 3 |  | CTAComponent | 5460819 | 1 | Release | Each | 1.0 | insulation piece |  |  | CCX
4808 | 7 | 1 |  | CTAComponent | 5441937 | 1 | Release | Each | 1.0 | switch bracket |  |  | CCX
4809 | 7 | 5 |  | CTAComponent | 5461564 | 2 | Release | Each | 1.0 | MICRO SWITCH |  |  | HLE
4810 | 7 | 6 |  | CTAComponent | C1213-M4C030-14 | 1 | Release | Each | 2.0 | GB_T 9074.8，M4x30mm，Grade 4.8 Steel，Zinc finish，RoHS Fastener | 25114-M4/30/PPSTPS/TC1/GB9074.8 | TR FORMAC SHANGHAI PTE LTD | HLE
4811 | 7 | 4 |  | CTAComponent | 5447590 | 1 | Release | Each | 1.0 | through hole plate |  |  | CCX
4812 | 6 | 25 |  | CTAAssembly | 5445974 | 1 | Release | Each | 1.0 | Bearing Support |  |  | CCX
4813 | 7 | 2 |  | CTAComponent | 5437174 | 1 | Release | Each | 1.0 | bearing NSK 1305 |  |  | CCX
4814 | 7 | 1 |  | CTAAssembly | 5450424 | 1 | Release | Each | 1.0 | Support Board welding |  |  | CCX
4815 | 8 | 2 |  | CTAComponent | 5492788 | 1 | Release | Each | 1.0 | joint column |  |  | CCX
4816 | 8 | 1 |  | CTAComponent | 5449187 | 1 | Release | Each | 1.0 | support board |  |  | CCX
4817 | 6 | 22 |  | CTAAssembly | 5447591 | 1 | Release | Each | 1.0 | rear switch assembly |  |  | CCX
4818 | 7 | 2 |  | CTAComponent | 5459257 | 1 | Release | Each | 1.0 | thread hole plate |  |  | CCX
4819 | 7 | 1 |  | CTAComponent | 5443540 | 1 | Release | Each | 1.0 | rear switch bracket |  |  | CCX
4820 | 7 | 7 |  | CTAComponent | C2106-M4-02 | 3 | Release | Each | 2.0 | Spring Lock Washer, M4, Zinc plated, Rohs Fastener | 24140-C2106-M4-02 | TR FORMAC DIV OF TR FASTENINGS | HLE
4821 | 7 | 6 |  | CTAComponent | 5448409 | 2 | Release | Each | 2.0 | MICRO SWITCH |  |  | HLE
4822 | 7 | 5 |  | CTAComponent | 2000-M4-03 | 3 | Release | Each | 2.0 | FLAT WASHER - NORMAL SERIES, ISO 7089, M4 CLASS 200H STEEL, ZINC PLATED RoHS FASTENER | 24140-M4/-/PWSTWA/TC1/DIN125 10487-2000-M4-03 A0996-BN 343 M4 CR6+FREE 24432-11103691 11060-M4NWSFSTZ6/125ATP | TR FORMAC DIV OF TR FASTENINGS OHTA BOSSARD FASTENAL ANIXTER | STM
4823 | 7 | 4 |  | CTAComponent | 1000-M4C050-04 | 2 | Release | Each | 2.0 | Hexagon Socket Head Cap Screw, M4-0.7, X50mm Long, Grade 8.8 Steel, Zinc Plated, RoHS Fastener | 11060-M4C50KCSC9Z6/912 20589-10948-04273 24140-1000-M4C050-04 | ANIXTER FASTENAL COMPANY TR FORMAC DIV OF TR FASTENINGS | STM
4824 | 7 | 3 |  | CTAComponent | 5460819 | 1 | Release | Each | 2.0 | insulation piece |  |  | CCX
4825 | 6 | 21 |  | CTAAssembly | 5441113 | 1 | Release | Each | 1.0 | MSW fitting assembly |  |  | CCX
4826 | 7 | 2 |  | CTAComponent | 5459257 | 1 | Release | Each | 2.0 | thread hole plate |  |  | CCX
4827 | 7 | 4 |  | CTAComponent | 5447590 | 1 | Release | Each | 2.0 | through hole plate |  |  | CCX
4828 | 7 | 3 |  | CTAComponent | 5460819 | 1 | Release | Each | 2.0 | insulation piece |  |  | CCX
4829 | 7 | 1 |  | CTAComponent | 5441938 | 1 | Release | Each | 2.0 | top switch bracket |  |  | CCX
4830 | 7 | 6 |  | CTAComponent | C1213-M4C030-14 | 1 | Release | Each | 4.0 | GB_T 9074.8，M4x30mm，Grade 4.8 Steel，Zinc finish，RoHS Fastener | 25114-M4/30/PPSTPS/TC1/GB9074.8 | TR FORMAC SHANGHAI PTE LTD | HLE
4831 | 7 | 5 |  | CTAComponent | 5448409 | 2 | Release | Each | 2.0 | MICRO SWITCH |  |  | HLE
4832 | 6 | 23 |  | CTAComponent | 5437175 | 1 | Release | Each | 1.0 | front switch cover |  |  | CCX
4833 | 6 | 24 |  | CTAAssembly | 5454529 | 1 | Release | Each | 1.0 | Driveing Unit of L Column Assembly |  |  | CCX
4834 | 7 | 1 |  | CTAComponent | T310-2199 | 0 | Release | Each | 1.0 | GEAR |  |  | HLE
4835 | 7 | 4 |  | CTAComponent | 1040-M5C012-27 | 1 | Release | Each | 4.0 | Hexagon Set Screw with Cup Point, M5-0.8, X12mm Long, Grade 45H Steel, Black Oxide RoHS Fastener | 11060-M5C12KKCA1/916 A0996-1032526 20589-10948-04199 | ANIXTER BOSSARD FASTENAL COMPANY | STM
4836 | 7 | 3 |  | CTAComponent | 5449186 | 1 | Release | Each | 1.0 | sprocket wheel of foot end |  |  | CCX
4837 | 7 | 2 |  | CTAComponent | 5443539 | 2 | Release | Each | 1.0 | V belt wheel |  |  | CCX
4838 | 6 | 30 |  | CTAComponent | 5452026 | 1 | Release | Each | 1.0 | Positionor swith actuator |  |  | CCX
4839 | 6 | 28 |  | CTAAssembly | 5444313 | 2 | Release | Each | 1.0 | Horizontal bearing foot limiter |  |  | CCX
4840 | 7 | 2 |  | CTAComponent | 5441344 | 1 | Release | Each | 1.0 | Bearing D35M16 |  |  | CCX
4841 | 7 | 1 |  | CTAComponent | 1040-M6C010-27 | 1 | Release | Each | 1.0 | Hexagon Set Screw with Cup Point, M6-1, X10mm Long, Grade 45H Steel, Black Oxide RoHS Fastener | 11060-M6C10KKCST/916 A0996-1032704 20589-10948-04201 | ANIXTER BOSSARD FASTENAL COMPANY | STM
4842 | 7 | 4 |  | CTAComponent | 5437397 | 1 | Release | Each | 1.0 | Horizontal bearing limiter bracket |  |  | CCX
4843 | 7 | 3 |  | CTAComponent | 5457964 | 1 | Release | Each | 1.0 | Eccentric bearing D35M16 |  |  | CCX
4844 | 6 | 27 |  | CTAComponent | 5456963 | 1 | Release | Each | 1.0 | rubber washer |  |  | CCX
4845 | 6 | 29 |  | CTAComponent | 5461549 | 2 | Release | Each | 1.0 | belt wheel |  |  | CCX
4846 | 6 | 26 |  | CTAAssembly | 5437170 | 2 | Release | Each | 1.0 | Horizontal bearing top limiter |  |  | CCX
4847 | 7 | 2 |  | CTAComponent | 5441344 | 1 | Release | Each | 1.0 | Bearing D35M16 |  |  | CCX
4848 | 7 | 3 |  | CTAComponent | 5457964 | 1 | Release | Each | 1.0 | Eccentric bearing D35M16 |  |  | CCX
4849 | 7 | 1 |  | CTAComponent | 1040-M6C010-27 | 1 | Release | Each | 1.0 | Hexagon Set Screw with Cup Point, M6-1, X10mm Long, Grade 45H Steel, Black Oxide RoHS Fastener | 11060-M6C10KKCST/916 A0996-1032704 20589-10948-04201 | ANIXTER BOSSARD FASTENAL COMPANY | STM
4850 | 7 | 4 |  | CTAComponent | 5437397 | 1 | Release | Each | 1.0 | Horizontal bearing limiter bracket |  |  | CCX
4851 | 6 | 32 |  | CTAComponent | 5462282 | 1 | Release | Each | 4.0 | CASTOR |  |  | CCX
4852 | 6 | 35 |  | CTAComponent | 1000-M12C025-04 | 2 | Release | Each | 2.0 | Hexagon Socket Head Cap Screw, M12-1.75, X25mm Long, Grade 8.8 Steel, Zinc Plated, RoHS Fastener | 20589-10948-03246 11060-M12C25KCSC9Z6/912 10487-1000-M12C025-04 | FASTENAL COMPANY ANIXTER OHTA | STM
4853 | 6 | 33 |  | CTAComponent | 5442752 | 1 | Release | Each | 1.0 | Chain_KANA |  |  | CCX
4854 | 6 | 34 |  | CTAComponent | 1000-M10C025-04 | 3 | Release | Each | 1.0 | Hexagon Socket Head Cap Screw, ISO 4762, M10-1.5, X25mm Long, Grade 8.8 Steel, Zinc Plated, RoHS Fastener | A0996-BN 4 M10-1.5 x 25mm CR6+ Free 20589-10948-04781 11060-M10C25KCSC9Z6/4762 10487-1000-M10C025-04 A0996-BN 4 M10 X 25mm CR6+ FREE | BOSSARD FASTENAL COMPANY ANIXTER OHTA BOSSARD | STM
4855 | 6 | 31 |  | CTAAssembly | 5492798 | 1 | Release | Each | 1.0 | rear switch I assembly |  |  | CCX
4856 | 7 | 1 |  | CTAComponent | 5492795 | 1 | Release | Each | 1.0 | rear switch bracket I |  |  | CCX
4857 | 7 | 3 |  | CTAComponent | 5448409 | 2 | Release | Each | 1.0 | MICRO SWITCH |  |  | HLE
4858 | 7 | 2 |  | CTAComponent | 5460819 | 1 | Release | Each | 1.0 | insulation piece |  |  | CCX
4859 | 7 | 4 |  | CTAComponent | 5459257 | 1 | Release | Each | 1.0 | thread hole plate |  |  | CCX
4860 | 7 | 5 |  | CTAComponent | 5447590 | 1 | Release | Each | 1.0 | through hole plate |  |  | CCX
4861 | 7 | 6 |  | CTAComponent | C1213-M4C030-14 | 1 | Release | Each | 2.0 | GB_T 9074.8，M4x30mm，Grade 4.8 Steel，Zinc finish，RoHS Fastener | 25114-M4/30/PPSTPS/TC1/GB9074.8 | TR FORMAC SHANGHAI PTE LTD | HLE
4862 | 6 | 36 |  | CTAComponent | 1000-M12C030-04 | 3 | Release | Each | 6.0 | Hexagon Socket Head Cap Screw, M12-1.75, X30mm Long, Grade 8.8 Steel, Zinc Plated, RoHS Fastener | 11060-M12C30KCSC9Z6/912 20589-10948-03247 24140-M12/30/HHSTBL/TC1D 10487-1000-M12C030-04 | ANIXTER FASTENAL COMPANY TR FORMAC DIV OF TR FASTENINGS OHTA | STM
4863 | 6 | 37 |  | CTAComponent | 1000-M12C040-04 | 2 | Release | Each | 4.0 | Hexagon Socket Head Cap Screw, M12-1.75, X40mm Long, Grade 8.8 Steel, Zinc Plated, RoHS Fastener | 11060-M12C40KCSC9Z6/912 20589-10948-03249 10487-1000-M12C040-04 | ANIXTER FASTENAL COMPANY OHTA | STM
4864 | 6 | 39 |  | CTAComponent | 1000-M14C040-04 | 5 | Release | Each | 2.0 | Hexagon Socket Head Cap Screw, ISO 4762, M14-2, X40mm Long, Grade 8.8 Steel, Zinc Plated, RoHS Fastener | 11060-M14C40KCSC9Z6/912 A0996-BN 4 M14 x 40mm CR6+FREE | ANIXTER BOSSARD | STM
4865 | 6 | 38 |  | CTAComponent | 1000-M12C070-04 | 2 | Release | Each | 2.0 | Hexagon Socket Head Cap Screw, M12-1.75, X70mm Long, Grade 8.8 Steel, Zinc Plated, RoHS Fastener | 11060-M12C70KCSC9Z6/912 20589-10948-03252 10487-1000-M12C070-04 | ANIXTER FASTENAL COMPANY OHTA | STM
4866 | 6 | 40 |  | CTAComponent | 1000-M12C050-04 | 2 | Release | Each | 2.0 | Hexagon Socket Head Cap Screw, M12-1.75, X50mm Long, Grade 8.8 Steel, Zinc Plated, RoHS Fastener | 20589-10948-03250 11060-M12C50KCSC9Z6/912 10487-1000-M12C050-04 | FASTENAL COMPANY ANIXTER OHTA | STM
4867 | 6 | 41 |  | CTAComponent | 1000-M5C012-04 | 5 | Release | Each | 4.0 | Hexagon Socket Head Cap Screw, M5-0.8, X12mm Long, Grade 8.8 Steel, Zinc Plated, RoHS Fastener | 11060-M5C12KCSC9Z6/912 10487-1000-M5C012-04 24140-M5/12/SOHTCS/TC1D/DIN912 20589-ZS2540012ZP0000 A0996-BN 3 M5x12mm CR6+FREE | ANIXTER OHTA TR FORMAC DIV OF TR FASTENINGS FASTENAL COMPANY BOSSARD | STM
4868 | 6 | 44 |  | CTAComponent | 1000-M8C020-04 | 2 | Release | Each | 4.0 | Hexagon Socket Head Cap Screw, M8-1.25, X20mm Long, Grade 8.8 Steel, Zinc Plated, RoHS Fastener | 11060-M8C20KCSC9Z6/912 20589-ZS2580020ZP0000 10487-1000-M8C020-04 | ANIXTER FASTENAL COMPANY OHTA | STM
4869 | 6 | 45 |  | CTAComponent | 1000-M8C030-04 | 3 | Release | Each | 6.0 | Hexagon Socket Head Cap Screw, M8-1.25, X30mm Long, Grade 8.8 Steel, Zinc Plated, RoHS Fastener | 11060-M8C30KCSC9Z6/912 20589-ZS2580030ZP0000 24140-M8/30/SOHTCS/TC1D/DIN912 10487-1000-M8C030-04 | ANIXTER FASTENAL COMPANY TR FORMAC DIV OF TR FASTENINGS OHTA | STM
4870 | 6 | 43 |  | CTAComponent | 1000-M6C025-04 | 5 | Release | Each | 4.0 | Hexagon Socket Head Cap Screw, M6-1, X25mm Long, Grade 8.8 Steel, Zinc Plated, RoHS Fastener | 11060-M6C25KCSC9Z6/912 10487-1000-M6C025-04 24140-M6/25/SOHTCS/TC1D/DIN912 20589-10948-03241 A0996-BN 3 M6x25mm CR6+FREE | ANIXTER OHTA TR FORMAC DIV OF TR FASTENINGS FASTENAL COMPANY BOSSARD | STM
4871 | 6 | 42 |  | CTAComponent | 1000-M6C016-04 | 4 | Release | Each | 1.0 | Hexagon Socket Head Cap Screw, M6-1, X16mm Long, Grade 8.8 Steel, Zinc Plated, RoHS Fastener | 20589-10948-03239 10487-1000-M6C016-04 24140-M6/16/SOHTCS/TC1D/DIN912 11060-M6C16KCSC9Z6/912 A0996-BN 4 M6 x 16mm CR6+FREE | FASTENAL COMPANY OHTA TR FORMAC DIV OF TR FASTENINGS ANIXTER BOSSARD | STM
4872 | 6 | 47 |  | CTAComponent | 1010-M4C006-14 | 2 | Release | Each | 16.0 | Phillips Flat Head Screw, ISO 7046, M4-0.7, X6mm Long, Grade 4.8 Steel, Zinc Plated, RoHS Fastener | 11060-M4C6MXFSTZ6/965A A0996-BN 388 M4-0.7 x 6mm CR6+FREE 12217-25030-109 | ANIXTER BOSSARD MIDWEST PRODUCTS & ENGINEERING | STM
4873 | 6 | 46 |  | CTAComponent | 1006-M8C025-04 | 2 | Release | Each | 4.0 | Hexagon Head Screw, ISO 4017, M8-1.25, X25mm Long, Grade 8.8 Steel, Zinc Plated, RoHS Fastener | 20589-10948-03862 11060-M8C25HCSC9Z6/933 A0996-BN 56 M8 x 25mm CR6+FREE 24140-M8/25/HHHTMC/TC1/GB5783 | FASTENAL COMPANY ANIXTER BOSSARD TR FORMAC DIV OF TR FASTENINGS | STM
4874 | 6 | 50 |  | CTAComponent | C1213-M4C012-14 | 1 | Release | Each | 49.0 | GB_T 9074.8，M4x12mm，Grade 4.8 Steel，Zinc finish，RoHS Fastener | 25114-M4/12/PPSTPS/TC1/GB9074.8 | TR FORMAC SHANGHAI PTE LTD | HLE
4875 | 6 | 48 |  | CTAComponent | C2106-M12-02 | 1 | Release | Each | 2.0 | GB_T 93，M12，Spring Steel，Zinc finish，RoHS Fastener | 25114-M12/-/SRSTWA/TC1/GB93 | TR FORMAC SHANGHAI PTE LTD | HLE
4876 | 6 | 49 |  | CTAComponent | 1040-M5C008-27 | 2 | Release | Each | 1.0 | Hexagon Set Screw with Cup Point, M5-0.8, X8mm Long, Grade 45H Steel, Black Oxide RoHS Fastener | A0996-1032496 11060-M5C8KKCA1/916 20589-10948-04197 24140-M5/8/HSHTPC/BO1 | BOSSARD ANIXTER FASTENAL COMPANY TR FORMAC DIV OF TR FASTENINGS | STM
4877 | 6 | 52 |  | CTAComponent | 2000-M12-03 | 1 | Release | Each | 12.0 | Flat Washer, ISO7089, M12, Steel 200HV, Zinc Plated, RoHS Fastener | 11060-M12NWSFSTZ6/125ATP 20589-10948-03460 | ANIXTER FASTENAL COMPANY | STM
4878 | 6 | 51 |  | CTAComponent | 2000-M10-03 | 2 | Release | Each | 1.0 | Flat Washer, ISO7089, M10, Steel 200HV, Zinc Plated, RoHS Fastener | 20589-10948-03459 11060-M10NWSFSTZ6/125ATP 10487-2000-M10-03 | FASTENAL COMPANY ANIXTER OHTA | STM
4879 | 6 | 56 |  | CTAComponent | 2000-M8-03 | 2 | Release | Each | 12.0 | Flat Washer, ISO7089, M8, Steel 200HV, Zinc Plated, RoHS Fastener | 11060-M8NWSFSTZ6/125ATP 20589-10948-03458 25114-2000-M8-03 | ANIXTER FASTENAL COMPANY TR FORMAC SHANGHAI PTE LTD | STM
4880 | 6 | 54 |  | CTAComponent | 2000-M5-03 | 5 | Release | Each | 4.0 | Flat Washer, ISO7089, M5, Steel 200HV, Zinc Plated, RoHS Fastener | A0996-BN343-M5 CR3 11060-M5NWSFSTZ6/125ATP 20589-10948-03456 24140-M5/-/PWSTWA/TC1/DIN125 10487-7130111-5 | BOSSARD ANIXTER FASTENAL COMPANY TR FORMAC DIV OF TR FASTENINGS OHTA | STM
4881 | 6 | 55 |  | CTAComponent | 2000-M6-03 | 3 | Release | Each | 1.0 | Flat Washer, ISO7089, M6, Steel 200HV, Zinc Plated, RoHS Fastener | 20589-10948-03457 10487-2000-M6-03 11060-M6NWSFSTZ6/125ATP 24140-M6/-/PWSTWA/TC1/DIN125 | FASTENAL COMPANY OHTA ANIXTER TR FORMAC DIV OF TR FASTENINGS | STM
4882 | 6 | 53 |  | CTAComponent | 2000-M14-03 | 1 | Release | Each | 2.0 | Flat Washer, ISO7089, M14, Steel 200HV, Zinc Plated, RoHS Fastener | 11060-M14NWSFSTZ6/125ATH 20589-10948-04410 | ANIXTER FASTENAL COMPANY | STM
4883 | 6 | 57 |  | CTAComponent | 2203-M10-07 | 2 | Release | Each | 1.0 | Curved Lock Washer, DIN 128A, M10, Spring Steel, Zinc Plated, RoHS Fastener | 20589-10948-04154 11060-M10NLOCSTZ6/128A | FASTENAL COMPANY ANIXTER | STM
4884 | 6 | 60 |  | CTAComponent | 2106-M5-14 | 1 | Release | Each | 4.0 | Spring Lock Washer with Flat Ends JIS B1251, M5, Spring Stainless Steel, Rohs Fastener | 24140-2106-M5-14 | TR FORMAC DIV OF TR FASTENINGS | STM
4885 | 6 | 59 |  | CTAComponent | 2203-M14-07 | 2 | Release | Each | 2.0 | Curved Lock Washer, DIN 128A, M14, Spring Steel, Zinc Plated, RoHS Fastener | 20589-10948-04414 11060-M14NLOCSTZ6/128A | FASTENAL COMPANY ANIXTER | STM
4886 | 6 | 61 |  | CTAComponent | 2203-M6-07 | 5 | Release | Each | 5.0 | Curved Lock Washer, DIN 128A, M6, Spring Steel, Zinc Plated, RoHS Fastener | 11060-M6NLOCSTZ6/128A A0996-BN 770 M6 CR6+FREE 24140-M6/-/SSSTWA/TC1D/DIN128A 20589-10948-04152 | ANIXTER BOSSARD TR FORMAC DIV OF TR FASTENINGS FASTENAL COMPANY | STM
4887 | 6 | 58 |  | CTAComponent | 2203-M12-07 | 3 | Release | Each | 12.0 | Curved Lock Washer, DIN 128A, M12, Spring Steel, Zinc Plated, RoHS Fastener | 20589-10948-04155 11060-M12NLOCSTMZT/128A | FASTENAL COMPANY ANIXTER | STM
4888 | 6 | 63 |  | CTAComponent | 3000-M12C-04 | 3 | Release | Each | 2.0 | Hexagon Nut, ISO4032, M12-1.75, Grade 8 Steel, Zinc Plated, RoHS Fastener | 20589-10948-03691 11060-M12CNFHC7Z6/4032 | FASTENAL COMPANY ANIXTER | STM
4889 | 6 | 62 |  | CTAComponent | 2203-M8-07 | 3 | Release | Each | 8.0 | Curved Lock Washer, DIN 128A, M8, Spring Steel, Zinc Plated, RoHS Fastener | 20589-10948-04153 11060-M8NLOCSTMZT/128A | FASTENAL COMPANY ANIXTER | STM
4890 | 6 | 67 |  | CTAComponent | 5440269 | 1 | Release | Each | 1.0 | Rubber Protector |  |  | HLE
4891 | 6 | 68 |  | CTAComponent | 5440286 | 2 | Release | Each | 2.0 | terminal board |  |  | CCX
4892 | 6 | 65 |  | CTAComponent | 4001-M5L020-30 | 2 | Release | Each | 8.0 | Spring Pin, ISO 8752, 5mm Diameter X 20mm Long, Stainless Steel, RoHS Fastener | 11060-M5R20PRPSJ/1481 A0996-BN 337 M5 x 20mm CR6 + Free 20589-O131809 | ANIXTER BOSSARD FASTENAL COMPANY | STM
4893 | 6 | 64 |  | CTAComponent | 3000-M8C-04 | 1 | Release | Each | 6.0 | Hexagon Nut, ISO4032, M8-1.25, Grade 8 Steel, Zinc Plated, RoHS Fastener | 20589-10948-03689 11060-M8CNFHSTZ6/934 | FASTENAL COMPANY ANIXTER | STM
4894 | 6 | 66 |  | CTAComponent | 5492776 | 2 | Release | Each | 4.0 | wedge anchor |  |  | CCX
4895 | 6 | 70 |  | CTAComponent | 5445416-3 | 1 | Release | Each | 1.0 | AVID PRODUCTS STEEL P-CLAMP or R-clamp DIA7.9, WIDE9.7,19243 SCP-5-323-203 |  |  | HLE
4896 | 6 | 69 |  | CTAComponent | 5445416-2 | 1 | Release | Each | 1.0 | AVID PRODUCTS STEEL P-CLAMP or R-clamp DIA6.4, WIDE9.7, 19243-SCP-4-323-203 |  |  | HLE
4897 | 6 | 75 |  | CTAComponent | 5457946 | 1 | Release | Each | 16.0 | RICHCO FTH-7A1-RT FLAT TIE HOLDER 25.4x25.4x7.1mm, ACCOMODATES 5x2mm |  |  | HLE
4898 | 6 | 73 |  | CTAComponent | 5456441 | 1 | Release | Each | 2.0 | KANG YANG nylon Cable Clamp P-Clamp CC-1S width9.2mm, bolt hole5.4mm, Dia3.2mm |  |  | HLE
4899 | 6 | 74 |  | CTAComponent | 5456441-1 | 1 | Release | Each | 6.0 | KANG YANG nylon Cable Clamp P-Clamp CC-3 width9.3mm,bolt hole5mm,Dia6.2mm |  |  | HLE
4900 | 6 | 72 |  | CTAComponent | 5451206 | 2 | Release | Each | 1.0 | 750W Motor |  |  | HLE
4901 | 6 | 71 |  | CTAComponent | 5445973 | 1 | Release | Each | 2.0 | MITSUBOSHI M-31 |  |  | HLE
4902 | 6 | 81 |  | CTAComponent | 1000-M8C030-07 | 2 | Release | Each | 8.0 | Hexagon Socket Head Cap Screw, M8-1.25, X30mm Long, Grade12.9 Steel, Black Oxide, RoHS Fastener | A0996-1008013 20589-39589 11060-M8C30KCSC4/912 | BOSSARD FASTENAL COMPANY ANIXTER | STM
4903 | 6 | 78 |  | CTAComponent | 5492775 | 1 | Release | Each | 2.0 | baffle pipe |  |  | CCX
4904 | 6 | 79 |  | CTAComponent | 5492779 | 1 | Release | Each | 2.0 | press sheet |  |  | CCX
4905 | 6 | 76 |  | CTAComponent | 5455376 | 1 | Release | Each | 1.0 | Circlip for shaft-GB894.1-86 25 Series Fastener Drawing RoHS Compliant |  |  | CCX
4906 | 6 | 82 |  | CTAComponent | 2001-M6-03 | 2 | Release | Each | 4.0 | Large Flat Washer, ISO7093, M6, Steel 200HV, Zinc Plated, RoHS Fastener | 11060-M6NWFESTZ6/9021TH 20589-10948-03486 24140-M6/-/PWSTWA/TC1/ISO7093 | ANIXTER FASTENAL COMPANY TR FORMAC DIV OF TR FASTENINGS | STM
4907 | 6 | 77 |  | CTAComponent | C2106-M8-80 | 1 | Release | Each | 12.0 | GB_T 93，M8，Spring Steel，Black Oxide finish，RoHS Fastener | 25114-M8/-/SRSTWA/BO/GB93 | TR FORMAC SHANGHAI PTE LTD | HLE
4908 | 6 | 80 |  | CTAComponent | 5492781 | 1 | Release | Each | 1.0 | washer sheet |  |  | CCX
4909 | 5 | 23 |  | CTAComponent | 1000-M8C016-04 | 3 | Release | Each | 4.0 | Hexagon Socket Head Cap Screw, M8-1.25, X16mm Long, Grade 8.8 Steel, Zinc Plated, RoHS Fastener | 11060-M8C16KCSC9Z6/912 20589-10948-04703 24140-M8/16/SOHTCS/TC1D/DIN912 10487-1000-M8C016-04 | ANIXTER FASTENAL COMPANY TR FORMAC DIV OF TR FASTENINGS OHTA | STM
4910 | 5 | 14 |  | CTAComponent | 5449644 | 3 | Release | Each | 1.0 | Foot_down Cover |  |  | CCX
4911 | 5 | 15 |  | CTAComponent | 5446769 | 1 | Release | Each | 1.0 | Chain Cover |  |  | HLE
4912 | 5 | 17 |  | CTAAssembly | 5452890 | 4 | Release | Each | 1.0 | Table top assembly |  |  | CCX
4913 | 6 | 4 |  | CTAAssembly | 5447602 | 2 | Release | Each | 1.0 | Front AL profile assembly |  |  | CCX
4914 | 7 | 1 |  | CTAComponent | 5442990 | 1 | Release | Each | 1.0 | Front protect plate fixing plate |  |  | CCX
4915 | 7 | 4 |  | CTAComponent | 1010-M4C010-14 | 2 | Release | Each | 10.0 | Phillips Flat Head Screw, ISO 7046, M4-0.7, X10mm Long, Grade 4.8 Steel, Zinc Plated, RoHS Fastener | 20589-10948-03508 11060-M4C10MXFSTZ6/965A 24140-M4/10/KPSTMC/TC1/DIN965 | FASTENAL COMPANY ANIXTER TR FORMAC DIV OF TR FASTENINGS | STM
4916 | 7 | 3 |  | CTAComponent | 5452276 | 1 | Release | Each | 1.0 | Front AL profile |  |  | CCX
4917 | 7 | 2 |  | CTAComponent | 5441358 | 1 | Release | Each | 1.0 | Front polythene protecting plate |  |  | CCX
4918 | 6 | 6 |  | CTAAssembly | 5449395 | 1 | Release | Each | 1.0 | Table top driving rack assembly |  |  | CCX
4919 | 7 | 2 |  | CTAComponent | 5436899 | 1 | Release | Each | 1.0 | Table top driving rack |  |  | CCX
4920 | 7 | 3 |  | CTAComponent | 1000-M4C010-04 | 5 | Release | Each | 2.0 | Hexagon Socket Head Cap Screw, ISO 4762, M4-0.7, X10mm Long, Grade 8.8 Steel, Zinc Plated, RoHS Fastener | 11060-M4C10KCSC9Z6/912 10487-1000-M4C010-04 20589-10948-03231 24140-M4/10/SOHTCS/TC1D/DIN912 A0996-BN 4 M4 X 10mm CR6+FREE | ANIXTER OHTA FASTENAL COMPANY TR FORMAC DIV OF TR FASTENINGS BOSSARD | STM
4921 | 7 | 1 |  | CTAComponent | 5446209 | 1 | Release | Each | 1.0 | Table top driving rack fix plate |  |  | CCX
4922 | 6 | 7 |  | CTAComponent | 5438955 | 1 | Release | Each | 1.0 | Travel switch plate |  |  | CCX
4923 | 6 | 3 |  | CTAAssembly | 5453709 | 2 | Release | Each | 1.0 | Rear AL profile assembly |  |  | CCX
4924 | 7 | 1 |  | CTAComponent | 5438182 | 1 | Release | Each | 1.0 | Rear AL profile |  |  | CCX
4925 | 7 | 4 |  | CTAComponent | 5461779 | 1 | Release | Each | 1.0 | Rear protect plate fixing plate |  |  | CCX
4926 | 7 | 6 |  | CTAComponent | 1010-M4C012-14 | 2 | Release | Each | 9.0 | Phillips Flat Head Screw, ISO 7046, M4-0.7, X12mm Long, Grade 4.8 Steel, Zinc Plated, RoHS Fastener | 11060-M4C12MXFSTZ6/965A 20589-10948-03509 24140-M4/12/KPSTMC/TC1/DIN965 | ANIXTER FASTENAL COMPANY TR FORMAC DIV OF TR FASTENINGS | STM
4927 | 7 | 5 |  | CTAComponent | 1010-M4C008-14 | 1 | Release | Each | 7.0 | Phillips Flat Head Screw, ISO 7046, M4-0.7, X8mm Long, Grade 4.8 Steel, Zinc Plated, RoHS Fastener | 20589-10948-03507 11060-M4C8MXFSTZ6/965A | FASTENAL COMPANY ANIXTER | STM
4928 | 7 | 3 |  | CTAComponent | 5439747 | 1 | Release | Each | 1.0 | Rear polythene protecting plate |  |  | CCX
4929 | 7 | 2 |  | CTAAssembly | 5497426 | 1 | Release | Each | 1.0 | Protect plate support bracket |  |  | CCX
4930 | 8 | 2 |  | CTAComponent | 5450653 | 1 | Release | Each | 1.0 | Protect plate thicken plate |  |  | CCX
4931 | 8 | 1 |  | CTAComponent | 5497427 | 1 | Release | Each | 1.0 | Protect plate |  |  | CCX
4932 | 6 | 1 |  | CTAAssembly | 5453708 | 1 | Release | Each | 1.0 | Tabletop main frame assembly |  |  | CCX
4933 | 7 | 2 |  | CTAAssembly | 5461778 | 1 | Release | Each | 1.0 | Right support beam assembly |  |  | CCX
4934 | 8 | 2 |  | CTAComponent | 5441359 | 1 | Release | Each | 1.0 | Right beam extend plate |  |  | CCX
4935 | 8 | 3 |  | CTAAssembly | 5450654 | 1 | Release | Each | 1.0 | Driving rack fix bracket |  |  | CCX
4936 | 9 | 2 |  | CTAComponent | 5497436 | 1 | Release | Each | 1.0 | Right side plate |  |  | CCX
4937 | 9 | 3 |  | CTAComponent | 5497437 | 1 | Release | Each | 1.0 | Left side plate |  |  | CCX
4938 | 9 | 1 |  | CTAComponent | 5497435 | 1 | Release | Each | 1.0 | U shape plate |  |  | CCX
4939 | 8 | 1 |  | CTAComponent | 5461780 | 1 | Release | Each | 1.0 | Right support beam main frame |  |  | CCX
4940 | 8 | 5 |  | CTAComponent | 5451435 | 1 | Release | Each | 1.0 | Right beam rail support plate |  |  | CCX
4941 | 8 | 6 |  | CTAComponent | 5461027 | 1 | Release | Each | 2.0 | M5x16L machine pressure riveting screw |  |  | CCX
4942 | 8 | 4 |  | CTAComponent | 5439748 | 1 | Release | Each | 1.0 | Right beam top plate |  |  | CCX
4943 | 7 | 3 |  | CTAAssembly | 5445408 | 1 | Release | Each | 1.0 | Left support beam assembly |  |  | CCX
4944 | 8 | 2 |  | CTAComponent | 5442182 | 1 | Release | Each | 1.0 | Left beam front cover plate |  |  | CCX
4945 | 8 | 4 |  | CTAComponent | 5440511 | 1 | Release | Each | 1.0 | Left beam rear cover plate |  |  | CCX
4946 | 8 | 3 |  | CTAComponent | 5453105 | 1 | Release | Each | 1.0 | Left beam right cover |  |  | CCX
4947 | 8 | 1 |  | CTAComponent | 5446210 | 1 | Release | Each | 1.0 | Left beam main frame |  |  | CCX
4948 | 7 | 1 |  | CTAComponent | 5439746 | 1 | Release | Each | 2.0 | Front support beam |  |  | CCX
4949 | 7 | 5 |  | CTAComponent | 5449396 | 1 | Release | Each | 1.0 | Left beam support plate |  |  | CCX
4950 | 7 | 6 |  | CTAComponent | 5444567 | 1 | Release | Each | 1.0 | Left beam rail |  |  | CCX
4951 | 7 | 4 |  | CTAComponent | 5457975 | 1 | Release | Each | 2.0 | Carbon fiber board support plate |  |  | CCX
4952 | 7 | 7 |  | CTAComponent | 1000-M5C016-04 | 5 | Release | Each | 6.0 | Hexagon Socket Head Cap Screw, M5-0.8, X16mm Long, Grade 8.8 Steel, Zinc Plated, RoHS Fastener | 11060-M5C16KCSC9Z6/912 24140-M5/16/SOHTCS/TC1D/DIN912 10487-1000-M5C016-04 20589-ZS2540016ZP0000 A0996-BN 4 M5 x 16mm CR6+FREE | ANIXTER TR FORMAC DIV OF TR FASTENINGS OHTA FASTENAL COMPANY BOSSARD | STM
4953 | 7 | 8 |  | CTAComponent | 2106-M5-14 | 1 | Release | Each | 6.0 | Spring Lock Washer with Flat Ends JIS B1251, M5, Spring Stainless Steel, Rohs Fastener | 24140-2106-M5-14 | TR FORMAC DIV OF TR FASTENINGS | STM
4954 | 6 | 8 |  | CTAComponent | 5491722 | 1 | Release | Each | 1.0 | linear guide right protect plate |  |  | CCX
4955 | 6 | 2 |  | CTAComponent | 5460826 | 1 | Release | Each | 1.0 | Carbon fiber board |  |  | CCX
4956 | 6 | 12 |  | CTAComponent | 1000-M5C016-04 | 5 | Release | Each | 4.0 | Hexagon Socket Head Cap Screw, M5-0.8, X16mm Long, Grade 8.8 Steel, Zinc Plated, RoHS Fastener | 11060-M5C16KCSC9Z6/912 24140-M5/16/SOHTCS/TC1D/DIN912 10487-1000-M5C016-04 20589-ZS2540016ZP0000 A0996-BN 4 M5 x 16mm CR6+FREE | ANIXTER TR FORMAC DIV OF TR FASTENINGS OHTA FASTENAL COMPANY BOSSARD | STM
4957 | 6 | 13 |  | CTAComponent | 2000-M5-02 | 3 | Release | Each | 6.0 | Flat Washer, ISO7089, M5, Steel 140HV, Zinc Plated, RoHS Fastener | 11060-M5NWSFSTZ6/125A A0996-BN715 M5 CR6 Free 24140-M5/-/PWSTWA/TC1 20589-10948-03440 | ANIXTER BOSSARD TR FORMAC DIV OF TR FASTENINGS FASTENAL COMPANY | STM
4958 | 6 | 16 |  | CTAComponent | 1010-M4C012-14 | 2 | Release | Each | 15.0 | Phillips Flat Head Screw, ISO 7046, M4-0.7, X12mm Long, Grade 4.8 Steel, Zinc Plated, RoHS Fastener | 11060-M4C12MXFSTZ6/965A 20589-10948-03509 24140-M4/12/KPSTMC/TC1/DIN965 | ANIXTER FASTENAL COMPANY TR FORMAC DIV OF TR FASTENINGS | STM
4959 | 6 | 17 |  | CTAComponent | 1010-M4C008-14 | 1 | Release | Each | 6.0 | Phillips Flat Head Screw, ISO 7046, M4-0.7, X8mm Long, Grade 4.8 Steel, Zinc Plated, RoHS Fastener | 20589-10948-03507 11060-M4C8MXFSTZ6/965A | FASTENAL COMPANY ANIXTER | STM
4960 | 6 | 9 |  | CTAComponent | 1000-M8C025-04 | 3 | Release | Each | 8.0 | Hexagon Socket Head Cap Screw, M8-1.25, X25mm Long, Grade 8.8 Steel, Zinc Plated, RoHS Fastener | 11060-M8C25KCSC9Z6/912 20589-ZS2580025ZP0000 24140-M8/25/SOHTCS/TC1D/DIN912 10487-1000-M8C025-04 | ANIXTER FASTENAL COMPANY TR FORMAC DIV OF TR FASTENINGS OHTA | STM
4961 | 6 | 15 |  | CTAComponent | 3000-M5C-04 | 4 | Release | Each | 2.0 | Hexagon Nut, ISO4032, M5-0.8, Grade 8 Steel, Zinc Plated, RoHS Fastener | 20589-10948-03687 A0996-BN117 M5 CR6+FREE 24140-M5/-/HFH8-/TC1D/DIN934 11060-M5CNFHSTZ6/934 | FASTENAL COMPANY BOSSARD TR FORMAC DIV OF TR FASTENINGS ANIXTER | STM
4962 | 6 | 19 |  | CTAComponent | 5491724 | 1 | Release | Each | 1.0 | linear guide left protect plate |  |  | CCX
4963 | 6 | 14 |  | CTAComponent | 2106-M5-05 | 1 | Release | Each | 6.0 | SPRING LOCK WASHER WITH FLAT ENDS, JIS B 1251, M5 STEEL, ZINC PLATED RoHS FASTENER | A0996-BN 760 M5 CR6+FREE 24432-10948-06353 24140-M5/SPSTWA/TC1D/JIS B1251 | BOSSARD FASTENAL TR FORMAC DIV OF TR FASTENINGS | STM
4964 | 6 | 10 |  | CTAComponent | 2000-M8-02 | 2 | Release | Each | 8.0 | Flat Washer, ISO7089, M8, Steel 140HV, Zinc Plated, RoHS Fastener | 20589-10948-03442 11060-M8NWSFSTZ6/125A A0996-BN715 M8 CR6 Free 24140-M8/-/PWSTWA/TC1 | FASTENAL COMPANY ANIXTER BOSSARD TR FORMAC DIV OF TR FASTENINGS | STM
4965 | 6 | 11 |  | CTAComponent | C2106-M8-80 | 1 | Release | Each | 8.0 | GB_T 93，M8，Spring Steel，Black Oxide finish，RoHS Fastener | 25114-M8/-/SRSTWA/BO/GB93 | TR FORMAC SHANGHAI PTE LTD | HLE
4966 | 6 | 18 |  | CTAComponent | 5492900 | 1 | Release | Each | 24.0 | M4-12L_GB822 |  |  | CCX
4967 | 5 | 18 |  | CTAAssembly | 5457759 | 6 | Release | Each | 1.0 | Tube column assembly |  |  | CCX
4968 | 6 | 1 |  | CTAAssembly | 5460017 | 1 | Release | Each | 1.0 | Column ASM |  |  | CCX
4969 | 7 | 2 |  | CTAComponent | 5440476 | 1 | Release | Each | 1.0 | Rack |  |  | CCX
4970 | 7 | 3 |  | CTAComponent | 5458681 | 1 | Release | Each | 4.0 | Nut column A |  |  | CCX
4971 | 7 | 1 |  | CTAAssembly | 5450622 | 1 | Release | Each | 1.0 | Column |  |  | CCX
4972 | 8 | 2 |  | CTAComponent | 5458680 | 1 | Release | Each | 1.0 | Back plate |  |  | CCX
4973 | 8 | 4 |  | CTAComponent | 5442944 | 1 | Release | Each | 1.0 | Reinforce plate A |  |  | CCX
4974 | 8 | 3 |  | CTAComponent | 5462454 | 1 | Release | Each | 1.0 | Baseplate |  |  | CCX
4975 | 8 | 1 |  | CTAComponent | 5460984 | 1 | Release | Each | 1.0 | U plate |  |  | CCX
4976 | 8 | 10 |  | CTAComponent | 5461743 | 1 | Release | Each | 2.0 | Steel rod |  |  | CCX
4977 | 8 | 9 |  | CTAComponent | 5453068 | 1 | Release | Each | 1.0 | Plate |  |  | CCX
4978 | 8 | 6 |  | CTAComponent | 5443728 | 1 | Release | Each | 1.0 | Reinforce plate C |  |  | CCX
4979 | 8 | 8 |  | CTAComponent | 5449358 | 1 | Release | Each | 1.0 | Reinforce plate E |  |  | CCX
4980 | 8 | 7 |  | CTAComponent | 5457928 | 1 | Release | Each | 1.0 | Reinforce plate D |  |  | CCX
4981 | 8 | 5 |  | CTAComponent | 5440475 | 1 | Release | Each | 1.0 | Reinforce plate B |  |  | CCX
4982 | 8 | 12 |  | CTAComponent | 5494238 | 1 | Release | Each | 2.0 | Limited block |  |  | CCX
4983 | 8 | 13 |  | CTAComponent | 1000-M4C008-04 | 6 | Release | Each | 2.0 | Hexagon Socket Head Cap Screw, ISO 4762, M4-0.7, X8mm Long, Grade 8.8 Steel, Zinc Plated, RoHS Fastener | 20589-10948-03230 11060-M4C8KCSC9Z6/912 10487-1000-M4C008-04 A0996-BN 4 M4 X 8mm CR6+FRE 24140-M4/8/SOHTCS/TC1D/ISO4762 | FASTENAL COMPANY ANIXTER OHTA BOSSARD TR FORMAC DIV OF TR FASTENINGS | STM
4984 | 8 | 11 |  | CTAComponent | 5494237 | 1 | Release | Each | 8.0 | Reinforce column |  |  | CCX
4985 | 7 | 6 |  | CTAComponent | 1000-M5C016-04 | 5 | Release | Each | 30.0 | Hexagon Socket Head Cap Screw, M5-0.8, X16mm Long, Grade 8.8 Steel, Zinc Plated, RoHS Fastener | 11060-M5C16KCSC9Z6/912 24140-M5/16/SOHTCS/TC1D/DIN912 10487-1000-M5C016-04 20589-ZS2540016ZP0000 A0996-BN 4 M5 x 16mm CR6+FREE | ANIXTER TR FORMAC DIV OF TR FASTENINGS OHTA FASTENAL COMPANY BOSSARD | STM
4986 | 7 | 5 |  | CTAComponent | 5454546 | 1 | Release | Each | 2.0 | Linear Guides |  |  | CCX
4987 | 7 | 9 |  | CTAComponent | 2106-M5-14 | 1 | Release | Each | 34.0 | Spring Lock Washer with Flat Ends JIS B1251, M5, Spring Stainless Steel, Rohs Fastener | 24140-2106-M5-14 | TR FORMAC DIV OF TR FASTENINGS | STM
4988 | 7 | 10 |  | CTAComponent | C2106-M6-02 | 3 | Release | Each | 6.0 | Spring Lock Washer, M6, Zinc plated, Rohs Fastener | 24140-C2106-M6-02 | TR FORMAC DIV OF TR FASTENINGS | HLE
4989 | 7 | 8 |  | CTAComponent | 2000-M5-03 | 5 | Release | Each | 4.0 | Flat Washer, ISO7089, M5, Steel 200HV, Zinc Plated, RoHS Fastener | A0996-BN343-M5 CR3 11060-M5NWSFSTZ6/125ATP 20589-10948-03456 24140-M5/-/PWSTWA/TC1/DIN125 10487-7130111-5 | BOSSARD ANIXTER FASTENAL COMPANY TR FORMAC DIV OF TR FASTENINGS OHTA | STM
4990 | 7 | 7 |  | CTAComponent | 1000-M6C016-04 | 4 | Release | Each | 6.0 | Hexagon Socket Head Cap Screw, M6-1, X16mm Long, Grade 8.8 Steel, Zinc Plated, RoHS Fastener | 20589-10948-03239 10487-1000-M6C016-04 24140-M6/16/SOHTCS/TC1D/DIN912 11060-M6C16KCSC9Z6/912 A0996-BN 4 M6 x 16mm CR6+FREE | FASTENAL COMPANY OHTA TR FORMAC DIV OF TR FASTENINGS ANIXTER BOSSARD | STM
4991 | 7 | 11 |  | CTAComponent | 3000-M5C-04 | 4 | Release | Each | 4.0 | Hexagon Nut, ISO4032, M5-0.8, Grade 8 Steel, Zinc Plated, RoHS Fastener | 20589-10948-03687 A0996-BN117 M5 CR6+FREE 24140-M5/-/HFH8-/TC1D/DIN934 11060-M5CNFHSTZ6/934 | FASTENAL COMPANY BOSSARD TR FORMAC DIV OF TR FASTENINGS ANIXTER | STM
4992 | 7 | 4 |  | CTAComponent | 5181222 | 2 | Release | Each | 2.0 | Close cover |  |  | HLE
4993 | 6 | 4 |  | CTAAssembly | 5452892 | 1 | Release | Each | 1.0 | Column movement motor ASM |  |  | CCX
4994 | 7 | 2 |  | CTAComponent | 5445994 | 1 | Release | Each | 1.0 | Motor mounting plate |  |  | CCX
4995 | 7 | 1 |  | CTAComponent | 5437963 | 1 | Release | Each | 1.0 | Drive gear |  |  | CCX
4996 | 7 | 5 |  | CTAComponent | 5436857 | 1 | Release | Each | 1.0 | Potentiometer gear B |  |  | CCX
4997 | 7 | 4 |  | CTAComponent | 5461746 | 1 | Release | Each | 1.0 | Potentiometer gear A |  |  | CCX
4998 | 7 | 3 |  | CTAComponent | 5441131 | 1 | Release | Each | 1.0 | Potentiometer mounting plate |  |  | CCX
4999 | 7 | 8 |  | CTAComponent | 1000-M4C008-04 | 6 | Release | Each | 6.0 | Hexagon Socket Head Cap Screw, ISO 4762, M4-0.7, X8mm Long, Grade 8.8 Steel, Zinc Plated, RoHS Fastener | 20589-10948-03230 11060-M4C8KCSC9Z6/912 10487-1000-M4C008-04 A0996-BN 4 M4 X 8mm CR6+FRE 24140-M4/8/SOHTCS/TC1D/ISO4762 | FASTENAL COMPANY ANIXTER OHTA BOSSARD TR FORMAC DIV OF TR FASTENINGS | STM
5000 | 7 | 7 |  | CTAComponent | 5457710 | 1 | Release | Each | 1.0 | Table column SID potentiometer and cable |  |  | HLE
5001 | 7 | 6 |  | CTAComponent | 5446779 | 1 | Release | Each | 1.0 | Column movement motor and gear box assembly |  |  | HLE
5002 | 7 | 11 |  | CTAComponent | 2000-M6-03 | 3 | Release | Each | 8.0 | Flat Washer, ISO7089, M6, Steel 200HV, Zinc Plated, RoHS Fastener | 20589-10948-03457 10487-2000-M6-03 11060-M6NWSFSTZ6/125ATP 24140-M6/-/PWSTWA/TC1/DIN125 | FASTENAL COMPANY OHTA ANIXTER TR FORMAC DIV OF TR FASTENINGS | STM
5003 | 7 | 10 |  | CTAComponent | 1003-M6C016-22 | 2 | Release | Each | 4.0 | Hexagon Socket Button Head Screw, M6-1, X16mm Long, Grade10.9 Steel, Black Oxide, RoHS Fastener | 11060-M6C16KBCC2/7380 A0996-1020749 20589-10948-03335 | ANIXTER BOSSARD FASTENAL COMPANY | STM
5004 | 7 | 9 |  | CTAComponent | 1000-M6C016-04 | 4 | Release | Each | 4.0 | Hexagon Socket Head Cap Screw, M6-1, X16mm Long, Grade 8.8 Steel, Zinc Plated, RoHS Fastener | 20589-10948-03239 10487-1000-M6C016-04 24140-M6/16/SOHTCS/TC1D/DIN912 11060-M6C16KCSC9Z6/912 A0996-BN 4 M6 x 16mm CR6+FREE | FASTENAL COMPANY OHTA TR FORMAC DIV OF TR FASTENINGS ANIXTER BOSSARD | STM
5005 | 7 | 12 |  | CTAComponent | C2106-M6-02 | 3 | Release | Each | 8.0 | Spring Lock Washer, M6, Zinc plated, Rohs Fastener | 24140-C2106-M6-02 | TR FORMAC DIV OF TR FASTENINGS | HLE
5006 | 6 | 6 |  | CTAAssembly | 5456207 | 1 | Release | Each | 1.0 | Motor driver ASM |  |  | CCX
5007 | 7 | 3 |  | CTAComponent | 1000-M3C006-04 | 5 | Release | Each | 4.0 | Hexagon Socket Head Cap Screw, ISO 4762, M3-0.5, X6mm Long, Grade 8.8 Steel, Zinc Plated, RoHS Fastener | 20589-10948-03224 10487-1000-M3C006-04 24140-M3/6/SOHTCS/TC1D/DIN912 11060-M3C6KCSC9Z6/912 A0996-BN 4 M3 X 6mm CR6+FREE | FASTENAL COMPANY OHTA TR FORMAC DIV OF TR FASTENINGS ANIXTER BOSSARD | STM
5008 | 7 | 1 |  | CTAComponent | 5457761 | 1 | Release | Each | 1.0 | Motor driver bracket |  |  | CCX
5009 | 7 | 5 |  | CTAComponent | 2106-M3-05 | 2 | Release | Each | 4.0 | Spring Lock Washer with Flat Ends JIS B1251, M3, Spring Steel, Zinc Plated, Rohs Fastener | 24140-MEP M3/SPSTWA/TC1D/JIS B1251 | TR FORMAC DIV OF TR FASTENINGS | STM
5010 | 7 | 4 |  | CTAComponent | 2000-M3-03 | 2 | Release | Each | 4.0 | WASHER PLAIN - LARGE 3.2 MM 7 MM , HV200, Steel, Zinc plate RoHS Washer | 10487-2000-M3-03 23983-6083737 24140-200-M3-03 | OHTA BOSSARD CHINA TR FORMAC DIV OF TR FASTENINGS | STM
5011 | 7 | 2 |  | ECCCollectorPart | 5476848 | 3 | Release | Each | 1.0 | PT800+ SID Motor Driver collector |  |  | HLE
5012 | 8 |  | f2 | CTAComponent | 5459814 | 3 | Release | Each | 1.0 | PS800R SID Motor Driver |  |  | CCX
5013 | 6 | 8 |  | CTAAssembly | 5449655 | 1 | Release | Each | 1.0 | Compressor driven wheel ASM |  |  | CCX
5014 | 7 | 1 |  | CTAComponent | 5453899 | 1 | Release | Each | 1.0 | Driven wheel mounting block |  |  | CCX
5015 | 7 | 3 |  | CTAComponent | 5449816 | 1 | Release | Each | 1.0 | Shaft sleeve A |  |  | CCX
5016 | 7 | 5 |  | CTAComponent | 5461748 | 1 | Release | Each | 1.0 | Driven wheel shaft |  |  | CCX
5017 | 7 | 4 |  | CTAComponent | 5447781 | 1 | Release | Each | 1.0 | Compressor driven wheel |  |  | CCX
5018 | 7 | 2 |  | CTAComponent | 5438918 | 1 | Release | Each | 1.0 | Driven wheel mounting base |  |  | CCX
5019 | 7 | 7 |  | CTAComponent | 5452244 | 1 | Release | Each | 2.0 | Bearing NSK 6900 |  |  | CCX
5020 | 7 | 8 |  | CTAComponent | 5494372 | 1 | Release | Each | 1.0 | Circlip for hole-GB893.1-86 22 Series Fastener Drawing RoHS Compliant |  |  | CCX
5021 | 7 | 9 |  | CTAComponent | C5001-M10-02 | 1 | Release | Each | 1.0 | GB_T 894.1，M10，Spring Steel，Black Oxide finish，RoHS Fastener | 25114-M10/-/-STSR/BO/GB894.1 | TR FORMAC SHANGHAI PTE LTD | HLE
5022 | 7 | 6 |  | CTAComponent | 5445365 | 1 | Release | Each | 1.0 | Shaft sleeve B |  |  | CCX
5023 | 7 | 13 |  | CTAComponent | C2106-M6-02 | 3 | Release | Each | 2.0 | Spring Lock Washer, M6, Zinc plated, Rohs Fastener | 24140-C2106-M6-02 | TR FORMAC DIV OF TR FASTENINGS | HLE
5024 | 7 | 12 |  | CTAComponent | 2000-M6-03 | 3 | Release | Each | 2.0 | Flat Washer, ISO7089, M6, Steel 200HV, Zinc Plated, RoHS Fastener | 20589-10948-03457 10487-2000-M6-03 11060-M6NWSFSTZ6/125ATP 24140-M6/-/PWSTWA/TC1/DIN125 | FASTENAL COMPANY OHTA ANIXTER TR FORMAC DIV OF TR FASTENINGS | STM
5025 | 7 | 11 |  | CTAComponent | 1000-M6C035-04 | 2 | Release | Each | 2.0 | Hexagon Socket Head Cap Screw, M6-1, X35mm Long, Grade 8.8 Steel, Zinc Plated, RoHS Fastener | 11060-M6C35KCSC9Z6/912 20589-ZS2550035ZP0000 10487-1000-M6C035-04 | ANIXTER FASTENAL COMPANY OHTA | STM
5026 | 7 | 10 |  | CTAComponent | 1000-M4C008-04 | 6 | Release | Each | 2.0 | Hexagon Socket Head Cap Screw, ISO 4762, M4-0.7, X8mm Long, Grade 8.8 Steel, Zinc Plated, RoHS Fastener | 20589-10948-03230 11060-M4C8KCSC9Z6/912 10487-1000-M4C008-04 A0996-BN 4 M4 X 8mm CR6+FRE 24140-M4/8/SOHTCS/TC1D/ISO4762 | FASTENAL COMPANY ANIXTER OHTA BOSSARD TR FORMAC DIV OF TR FASTENINGS | STM
5027 | 6 | 7 |  | CTAAssembly | 5457760 | 1 | Release | Each | 1.0 | Compressor ASM |  |  | CCX
5028 | 7 | 2 |  | CTAComponent | 5457164 | 1 | Release | Each | 2.0 | Mounting block |  |  | CCX
5029 | 7 | 4 |  | CTAAssembly | 5450625 | 2 | Release | Each | 1.0 | Guide shaft B ASM |  |  | CCX
5030 | 8 | 2 |  | CTAAssembly | 5436858 | 2 | Release | Each | 1.0 | Connecting shaft ASM |  |  | CCX
5031 | 9 | 2 |  | CTAComponent | 5459439 | 2 | Release | Each | 1.0 | Connecting shaft |  |  | CCX
5032 | 9 | 1 |  | CTAComponent | 5442945 | 1 | Release | Each | 1.0 | Linear bearing housing |  |  | CCX
5033 | 8 | 3 |  | CTAAssembly | 5449359 | 1 | Release | Each | 1.0 | Connecting shaft bracket ASM |  |  | CCX
5034 | 9 | 2 |  | CTAComponent | 5462455 | 1 | Release | Each | 1.0 | Connecting shaft bracket B |  |  | CCX
5035 | 9 | 1 |  | CTAComponent | 5441306 | 1 | Release | Each | 1.0 | Connecting shaft bracket A |  |  | CCX
5036 | 8 | 1 |  | CTAComponent | 5436065 | 1 | Release | Each | 1.0 | Guide shaft B |  |  | CCX
5037 | 8 | 7 |  | CTAComponent | 5458683 | 1 | Release | Each | 2.0 | BEARING LME16UU |  |  | CCX
5038 | 8 | 6 |  | CTAComponent | 5494294 | 1 | Release | Each | 2.0 | Circlip for hole-GB893.1-86 26 Series Fastener Drawing RoHS Compliant |  |  | CCX
5039 | 8 | 5 |  | CTAComponent | 5462456 | 2 | Release | Each | 1.0 | Decorative pipe |  |  | CCX
5040 | 8 | 8 |  | CTAComponent | 5497563 | 1 | Release | Each | 1.0 | Bearing TOK DR-40-H17 |  |  | CCX
5041 | 8 | 4 |  | CTAComponent | 5497564 | 1 | Release | Each | 1.0 | Shaft sleeve |  |  | CCX
5042 | 7 | 5 |  | CTAComponent | 5441305 | 1 | Release | Each | 1.0 | Balance block |  |  | CCX
5043 | 7 | 3 |  | CTAComponent | 5438144 | 1 | Release | Each | 2.0 | Guide shaft A |  |  | CCX
5044 | 7 | 1 |  | CTAComponent | 5437363 | 1 | Release | Each | 1.0 | Compressor baseplate |  |  | CCX
5045 | 7 | 10 |  | CTAComponent | 5461747 | 1 | Release | Each | 1.0 | Cup fixing screw |  |  | CCX
5046 | 7 | 9 |  | CTAComponent | 5438917 | 1 | Release | Each | 1.0 | Cup connecting part |  |  | CCX
5047 | 7 | 7 |  | CTAComponent | 5447780 | 1 | Release | Each | 1.0 | Balance block bracket |  |  | CCX
5048 | 7 | 8 |  | CTAComponent | 5454713 | 2 | Release | Each | 1.0 | Cup connecting pipe |  |  | CCX
5049 | 7 | 6 |  | CTAComponent | 5449815 | 1 | Release | Each | 4.0 | Balance block guide sleeve |  |  | CCX
5050 | 7 | 12 |  | CTAComponent | 5437364 | 1 | Release | Each | 1.0 | End plate |  |  | CCX
5051 | 7 | 11 |  | CTAAssembly | 5455577 | 1 | Release | Each | 1.0 | Guideway ASM |  |  | CCX
5052 | 8 | 1 |  | CTAComponent | 5436861 | 1 | Release | Each | 1.0 | Guideway |  |  | CCX
5053 | 8 | 4 |  | CTAComponent | 5444512 | 1 | Release | Each | 2.0 | Plate 3 |  |  | CCX
5054 | 8 | 3 |  | CTAComponent | 5446971 | 1 | Release | Each | 1.0 | Plate 2 |  |  | CCX
5055 | 8 | 2 |  | CTAComponent | 5453897 | 1 | Release | Each | 1.0 | Plate 1 |  |  | CCX
5056 | 7 | 16 |  | CTAComponent | 1000-M4C012-04 | 4 | Release | Each | 1.0 | Hexagon Socket Head Cap Screw, M4-0.7, X12mm Long, Grade 8.8 Steel, Zinc Plated, RoHS Fastener | 11060-M4C12KCSC9Z6/912 24140-M4/12/SOHTCS/TC1D/DIN912 20589-10948-03232 10487-1000-M4C012-04 A0996-BN 4 M4 X 12mm CR6+FREE | ANIXTER TR FORMAC DIV OF TR FASTENINGS FASTENAL COMPANY OHTA BOSSARD | STM
5057 | 7 | 17 |  | CTAComponent | 1000-M4C025-04 | 3 | Release | Each | 8.0 | Hexagon Socket Head Cap Screw, M4-0.7, X25mm Long, Grade 8.8 Steel, Zinc Plated, RoHS Fastener | 11060-M4C25KCSC9Z6/912 24140-M4/25/HHSTBL/TC1D 20589-10948-03235 10487-1000-M4C025-04 | ANIXTER TR FORMAC DIV OF TR FASTENINGS FASTENAL COMPANY OHTA | STM
5058 | 7 | 15 |  | CTAComponent | 5450657 | 1 | Release | Each | 4.0 | M4x10_GB973 |  |  | CCX
5059 | 7 | 14 |  | CTAComponent | 5476931 | 1 | Release | Each | 1.0 | Compressor cup |  |  | HLE
5060 | 7 | 13 |  | CTAComponent | 5494304 | 1 | Release | Each | 1.0 | Guide block |  |  | CCX
5061 | 7 | 20 |  | CTAComponent | 2000-M4-03 | 3 | Release | Each | 1.0 | FLAT WASHER - NORMAL SERIES, ISO 7089, M4 CLASS 200H STEEL, ZINC PLATED RoHS FASTENER | 24140-M4/-/PWSTWA/TC1/DIN125 10487-2000-M4-03 A0996-BN 343 M4 CR6+FREE 24432-11103691 11060-M4NWSFSTZ6/125ATP | TR FORMAC DIV OF TR FASTENINGS OHTA BOSSARD FASTENAL ANIXTER | STM
5062 | 7 | 21 |  | CTAComponent | C2106-M4-02 | 3 | Release | Each | 9.0 | Spring Lock Washer, M4, Zinc plated, Rohs Fastener | 24140-C2106-M4-02 | TR FORMAC DIV OF TR FASTENINGS | HLE
5063 | 7 | 19 |  | CTAComponent | 1010-M4C006-14 | 2 | Release | Each | 3.0 | Phillips Flat Head Screw, ISO 7046, M4-0.7, X6mm Long, Grade 4.8 Steel, Zinc Plated, RoHS Fastener | 11060-M4C6MXFSTZ6/965A A0996-BN 388 M4-0.7 x 6mm CR6+FREE 12217-25030-109 | ANIXTER BOSSARD MIDWEST PRODUCTS & ENGINEERING | STM
5064 | 7 | 18 |  | CTAComponent | 1010-M3C006-14 | 1 | Release | Each | 8.0 | Phillips Flat Head Screw, ISO 7046, M3-0.5, X6mm Long, Grade 4.8 Steel, Zinc Plated, RoHS Fastener | 20589-10948-03501 11060-M3C6MXFSTZ6/965A | FASTENAL COMPANY ANIXTER | STM
5065 | 7 | 22 |  | CTAComponent | 5494305 | 1 | Release | Each | 1.0 | Adjusting sleeve |  |  | CCX
5066 | 6 | 5 |  | CTAAssembly | 5452893 | 1 | Release | Each | 1.0 | Tube rotate switch ASM |  |  | CCX
5067 | 7 | 2 |  | CTAComponent | 5448409 | 2 | Release | Each | 1.0 | MICRO SWITCH |  |  | HLE
5068 | 7 | 4 |  | CTAComponent | 5459257 | 1 | Release | Each | 1.0 | thread hole plate |  |  | CCX
5069 | 7 | 3 |  | CTAComponent | C1213-M4C030-14 | 1 | Release | Each | 2.0 | GB_T 9074.8，M4x30mm，Grade 4.8 Steel，Zinc finish，RoHS Fastener | 25114-M4/30/PPSTPS/TC1/GB9074.8 | TR FORMAC SHANGHAI PTE LTD | HLE
5070 | 7 | 1 |  | CTAComponent | 5443553 | 1 | Release | Each | 1.0 | Tube rotate micro switch bracket |  |  | CCX
5071 | 7 | 6 |  | CTAComponent | 5447590 | 1 | Release | Each | 1.0 | through hole plate |  |  | CCX
5072 | 7 | 5 |  | CTAComponent | 5460819 | 1 | Release | Each | 1.0 | insulation piece |  |  | CCX
5073 | 6 | 3 |  | CTAAssembly | 5461566 | 1 | Release | Each | 1.0 | Column movement assembly |  |  | CCX
5074 | 7 | 2 |  | CTAComponent | 5459438 | 1 | Release | Each | 1.0 | Cover plate A |  |  | CCX
5075 | 7 | 3 |  | CTAComponent | 5447779 | 1 | Release | Each | 2.0 | SID limited block A |  |  | CCX
5076 | 7 | 1 |  | CTAAssembly | 5453896 | 1 | Release | Each | 1.0 | L column |  |  | CCX
5077 | 8 | 1 |  | CTAComponent | 5494269 | 2 | Release | Each | 1.0 | L column |  |  | CCX
5078 | 8 | 4 |  | CTAComponent | 5446169 | 1 | Release | Each | 2.0 | L column reinforce plate A |  |  | CCX
5079 | 8 | 3 |  | CTAComponent | 5436856 | 1 | Release | Each | 1.0 | Tube bracket mounting plate |  |  | CCX
5080 | 8 | 2 |  | CTAComponent | 5457931 | 1 | Release | Each | 1.0 | Slider mounting plate |  |  | CCX
5081 | 8 | 6 |  | CTAComponent | 5459436 | 1 | Release | Each | 1.0 | L column reinforce plate C |  |  | CCX
5082 | 8 | 7 |  | CTAComponent | 5446970 | 1 | Release | Each | 8.0 | Nut column B |  |  | CCX
5083 | 8 | 5 |  | CTAComponent | 5456389 | 1 | Release | Each | 4.0 | L column reinforce plate B |  |  | CCX
5084 | 7 | 5 |  | CTAComponent | 5494271 | 1 | Release | Each | 2.0 | Cable bracket |  |  | CCX
5085 | 7 | 6 |  | CTAComponent | 5451397 | 1 | Release | Each | 4.0 | Linear Guides Slider |  |  | CCX
5086 | 7 | 4 |  | CTAComponent | 5455576 | 1 | Release | Each | 1.0 | Cover plate B |  |  | CCX
5087 | 7 | 8 |  | CTAComponent | 1000-M5C012-04 | 5 | Release | Each | 6.0 | Hexagon Socket Head Cap Screw, M5-0.8, X12mm Long, Grade 8.8 Steel, Zinc Plated, RoHS Fastener | 11060-M5C12KCSC9Z6/912 10487-1000-M5C012-04 24140-M5/12/SOHTCS/TC1D/DIN912 20589-ZS2540012ZP0000 A0996-BN 3 M5x12mm CR6+FREE | ANIXTER OHTA TR FORMAC DIV OF TR FASTENINGS FASTENAL COMPANY BOSSARD | STM
5088 | 7 | 7 |  | CTAComponent | 1000-M4C008-04 | 6 | Release | Each | 4.0 | Hexagon Socket Head Cap Screw, ISO 4762, M4-0.7, X8mm Long, Grade 8.8 Steel, Zinc Plated, RoHS Fastener | 20589-10948-03230 11060-M4C8KCSC9Z6/912 10487-1000-M4C008-04 A0996-BN 4 M4 X 8mm CR6+FRE 24140-M4/8/SOHTCS/TC1D/ISO4762 | FASTENAL COMPANY ANIXTER OHTA BOSSARD TR FORMAC DIV OF TR FASTENINGS | STM
5089 | 7 | 11 |  | CTAComponent | 2000-M4-03 | 3 | Release | Each | 4.0 | FLAT WASHER - NORMAL SERIES, ISO 7089, M4 CLASS 200H STEEL, ZINC PLATED RoHS FASTENER | 24140-M4/-/PWSTWA/TC1/DIN125 10487-2000-M4-03 A0996-BN 343 M4 CR6+FREE 24432-11103691 11060-M4NWSFSTZ6/125ATP | TR FORMAC DIV OF TR FASTENINGS OHTA BOSSARD FASTENAL ANIXTER | STM
5090 | 7 | 10 |  | CTAComponent | 1010-M4C006-14 | 2 | Release | Each | 8.0 | Phillips Flat Head Screw, ISO 7046, M4-0.7, X6mm Long, Grade 4.8 Steel, Zinc Plated, RoHS Fastener | 11060-M4C6MXFSTZ6/965A A0996-BN 388 M4-0.7 x 6mm CR6+FREE 12217-25030-109 | ANIXTER BOSSARD MIDWEST PRODUCTS & ENGINEERING | STM
5091 | 7 | 9 |  | CTAComponent | 1000-M5C025-04 | 3 | Release | Each | 14.0 | Hexagon Socket Head Cap Screw, M5-0.8, X25mm Long, Grade 8.8 Steel, Zinc Plated, RoHS Fastener | 11060-M5C25KCSC9Z6/912 25114-1000-M5C025-04 20589-11103214 10487-1000-M5C025-04 | ANIXTER TR FORMAC SHANGHAI PTE LTD FASTENAL COMPANY OHTA | STM
5092 | 7 | 13 |  | CTAComponent | 2106-M5-14 | 1 | Release | Each | 20.0 | Spring Lock Washer with Flat Ends JIS B1251, M5, Spring Stainless Steel, Rohs Fastener | 24140-2106-M5-14 | TR FORMAC DIV OF TR FASTENINGS | STM
5093 | 7 | 14 |  | CTAComponent | C2106-M4-02 | 3 | Release | Each | 4.0 | Spring Lock Washer, M4, Zinc plated, Rohs Fastener | 24140-C2106-M4-02 | TR FORMAC DIV OF TR FASTENINGS | HLE
5094 | 7 | 12 |  | CTAComponent | 2000-M5-03 | 5 | Release | Each | 14.0 | Flat Washer, ISO7089, M5, Steel 200HV, Zinc Plated, RoHS Fastener | A0996-BN343-M5 CR3 11060-M5NWSFSTZ6/125ATP 20589-10948-03456 24140-M5/-/PWSTWA/TC1/DIN125 10487-7130111-5 | BOSSARD ANIXTER FASTENAL COMPANY TR FORMAC DIV OF TR FASTENINGS OHTA | STM
5095 | 6 | 2 |  | CTAAssembly | 5455398 | 1 | Release | Each | 2.0 | Column micro switch ASM |  |  | CCX
5096 | 7 | 1 |  | CTAComponent | 5461567 | 1 | Release | Each | 1.0 | SID micro switch bracket |  |  | CCX
5097 | 7 | 3 |  | CTAComponent | C1213-M4C030-14 | 1 | Release | Each | 2.0 | GB_T 9074.8，M4x30mm，Grade 4.8 Steel，Zinc finish，RoHS Fastener | 25114-M4/30/PPSTPS/TC1/GB9074.8 | TR FORMAC SHANGHAI PTE LTD | HLE
5098 | 7 | 5 |  | CTAComponent | 5460819 | 1 | Release | Each | 1.0 | insulation piece |  |  | CCX
5099 | 7 | 4 |  | CTAComponent | 5459257 | 1 | Release | Each | 1.0 | thread hole plate |  |  | CCX
5100 | 7 | 2 |  | CTAComponent | 5448409 | 2 | Release | Each | 1.0 | MICRO SWITCH |  |  | HLE
5101 | 7 | 6 |  | CTAComponent | 5447590 | 1 | Release | Each | 1.0 | through hole plate |  |  | CCX
5102 | 6 | 12 |  | CTAAssembly | 5449656 | 1 | Release | Each | 1.0 | Cup holder assembly |  |  | CCX
5103 | 7 | 2 |  | CTAComponent | 5448605 | 1 | Release | Each | 1.0 | Rotating shaft |  |  | CCX
5104 | 7 | 4 |  | CTAComponent | 5458684 | 1 | Release | Each | 1.0 | Barium cup |  |  | CCX
5105 | 7 | 5 |  | CTAComponent | 1010-M5C016-14 | 1 | Release | Each | 1.0 | Phillips Flat Head Screw, ISO 7046, M5-0.8, X16mm Long, Grade 4.8 Steel, Zinc Plated, RoHS Fastener | 20589-10948-03516 11060-M5C16MXFSTZ6/965A | FASTENAL COMPANY ANIXTER | STM
5106 | 7 | 3 |  | CTAComponent | 5439705 | 1 | Release | Each | 1.0 | Cup bracket |  |  | CCX
5107 | 7 | 1 |  | CTAAssembly | 5446172 | 1 | Release | Each | 1.0 | Cup fixed ASM |  |  | CCX
5108 | 8 | 2 |  | CTAComponent | 5445367 | 1 | Release | Each | 1.0 | Support pipe |  |  | CCX
5109 | 8 | 1 |  | CTAComponent | 5460205 | 1 | Release | Each | 1.0 | Base |  |  | CCX
5110 | 7 | 6 |  | CTAComponent | C1213-M3C006-14 | 1 | Release | Each | 2.0 | GB_T 9074.8，M3x6mm，Grade 4.8 Steel，Zinc finish，RoHS Fastener | 25114-M3/6/PPSTPS/TC1/GB9074.8 | TR FORMAC SHANGHAI PTE LTD | HLE
5111 | 6 | 13 |  | CTAAssembly | 5453902 | 1 | Release | Each | 1.0 | Back cover assembly |  |  | CCX
5112 | 7 | 1 |  | CTAComponent | 5441133 | 1 | Release | Each | 1.0 | Back cover |  |  | CCX
5113 | 7 | 4 |  | CTAComponent | 5494388 | 1 | Release | Each | 1.0 | Reinforce plate |  |  | CCX
5114 | 7 | 3 |  | CTAComponent | 5443789 | 1 | Release | Each | 1.0 | Mounting plate |  |  | CCX
5115 | 7 | 2 |  | CTAComponent | 5441309 | 1 | Release | Each | 6.0 | Cushion block |  |  | CCX
5116 | 6 | 14 |  | CTAComponent | 5454547 | 1 | Release | Each | 1.0 | Cable bracket |  |  | CCX
5117 | 6 | 16 |  | CTAAssembly | 5437161 | 3 | Release | Each | 1.0 | Inner MIC assembly |  |  | CCX
5118 | 6 | 15 |  | CTAComponent | 5456391 | 1 | Release | Each | 2.0 | Electromagnetic brake cover |  |  | CCX
5119 | 6 | 11 |  | CTAAssembly | 5437186 | 1 | Release | Each | 1.0 | Column cover assembly |  |  | CCX
5120 | 7 | 2 |  | CTAComponent | 5440479 | 1 | Release | Each | 1.0 | MIC base |  |  | CCX
5121 | 7 | 3 |  | CTAComponent | 5494384 | 1 | Release | Each | 1.0 | Sleeve |  |  | CCX
5122 | 7 | 1 |  | CTAAssembly | 5456390 | 1 | Release | Each | 1.0 | Front cover ASM |  |  | CCX
5123 | 8 | 2 |  | CTAComponent | 5459441 | 1 | Release | Each | 1.0 | Speaker base |  |  | CCX
5124 | 8 | 1 |  | CTAComponent | 5443731 | 1 | Release | Each | 1.0 | Front cover |  |  | CCX
5125 | 8 | 6 |  | CTAComponent | 5436067 | 1 | Release | Each | 1.0 | Front cover bracket 2 |  |  | CCX
5126 | 8 | 5 |  | CTAComponent | 5449818 | 1 | Release | Each | 1.0 | Speaker mounting plate |  |  | CCX
5127 | 8 | 4 |  | CTAComponent | 5453071 | 1 | Release | Each | 4.0 | Front cover bracket 1 |  |  | CCX
5128 | 8 | 3 |  | CTAComponent | 5453901 | 1 | Release | Each | 2.0 | Nut column C |  |  | CCX
5129 | 8 | 7 |  | CTAComponent | 5442144 | 1 | Release | Each | 1.0 | Reinforce plate |  |  | CCX
5130 | 6 | 10 |  | CTAAssembly | 5453712 | 1 | Release | Each | 1.0 | Compressor micro swich ASM |  |  | CCX
5131 | 7 | 2 |  | CTAComponent | 5461564 | 2 | Release | Each | 1.0 | MICRO SWITCH |  |  | HLE
5132 | 7 | 4 |  | CTAComponent | 5459257 | 1 | Release | Each | 1.0 | thread hole plate |  |  | CCX
5133 | 7 | 3 |  | CTAComponent | C1213-M4C030-14 | 1 | Release | Each | 2.0 | GB_T 9074.8，M4x30mm，Grade 4.8 Steel，Zinc finish，RoHS Fastener | 25114-M4/30/PPSTPS/TC1/GB9074.8 | TR FORMAC SHANGHAI PTE LTD | HLE
5134 | 7 | 1 |  | CTAComponent | 5447606 | 1 | Release | Each | 1.0 | Compressor micro swich bracket |  |  | CCX
5135 | 7 | 6 |  | CTAComponent | 5447590 | 1 | Release | Each | 1.0 | through hole plate |  |  | CCX
5136 | 7 | 5 |  | CTAComponent | 5460819 | 1 | Release | Each | 1.0 | insulation piece |  |  | CCX
5137 | 6 | 9 |  | CTAAssembly | 5437965 | 1 | Release | Each | 1.0 | Compressor motor and gear box ASM |  |  | CCX
5138 | 7 | 2 |  | CTAComponent | 5437964 | 4 | Release | Each | 1.0 | Compressor motor and gear box assembly |  |  | CCX
5139 | 7 | 3 |  | CTAComponent | 1000-M4C012-04 | 4 | Release | Each | 2.0 | Hexagon Socket Head Cap Screw, M4-0.7, X12mm Long, Grade 8.8 Steel, Zinc Plated, RoHS Fastener | 11060-M4C12KCSC9Z6/912 24140-M4/12/SOHTCS/TC1D/DIN912 20589-10948-03232 10487-1000-M4C012-04 A0996-BN 4 M4 X 12mm CR6+FREE | ANIXTER TR FORMAC DIV OF TR FASTENINGS FASTENAL COMPANY OHTA BOSSARD | STM
5140 | 7 | 1 |  | CTAComponent | 5460829 | 1 | Release | Each | 1.0 | Compressor driving wheel |  |  | CCX
5141 | 6 | 22 |  | CTAComponent | 1000-M5C016-04 | 5 | Release | Each | 4.0 | Hexagon Socket Head Cap Screw, M5-0.8, X16mm Long, Grade 8.8 Steel, Zinc Plated, RoHS Fastener | 11060-M5C16KCSC9Z6/912 24140-M5/16/SOHTCS/TC1D/DIN912 10487-1000-M5C016-04 20589-ZS2540016ZP0000 A0996-BN 4 M5 x 16mm CR6+FREE | ANIXTER TR FORMAC DIV OF TR FASTENINGS OHTA FASTENAL COMPANY BOSSARD | STM
5142 | 6 | 19 |  | CTAComponent | 1000-M4C008-04 | 6 | Release | Each | 15.0 | Hexagon Socket Head Cap Screw, ISO 4762, M4-0.7, X8mm Long, Grade 8.8 Steel, Zinc Plated, RoHS Fastener | 20589-10948-03230 11060-M4C8KCSC9Z6/912 10487-1000-M4C008-04 A0996-BN 4 M4 X 8mm CR6+FRE 24140-M4/8/SOHTCS/TC1D/ISO4762 | FASTENAL COMPANY ANIXTER OHTA BOSSARD TR FORMAC DIV OF TR FASTENINGS | STM
5143 | 6 | 20 |  | CTAComponent | 1000-M4C012-04 | 4 | Release | Each | 8.0 | Hexagon Socket Head Cap Screw, M4-0.7, X12mm Long, Grade 8.8 Steel, Zinc Plated, RoHS Fastener | 11060-M4C12KCSC9Z6/912 24140-M4/12/SOHTCS/TC1D/DIN912 20589-10948-03232 10487-1000-M4C012-04 A0996-BN 4 M4 X 12mm CR6+FREE | ANIXTER TR FORMAC DIV OF TR FASTENINGS FASTENAL COMPANY OHTA BOSSARD | STM
5144 | 6 | 21 |  | CTAComponent | 1000-M5C012-04 | 5 | Release | Each | 6.0 | Hexagon Socket Head Cap Screw, M5-0.8, X12mm Long, Grade 8.8 Steel, Zinc Plated, RoHS Fastener | 11060-M5C12KCSC9Z6/912 10487-1000-M5C012-04 24140-M5/12/SOHTCS/TC1D/DIN912 20589-ZS2540012ZP0000 A0996-BN 3 M5x12mm CR6+FREE | ANIXTER OHTA TR FORMAC DIV OF TR FASTENINGS FASTENAL COMPANY BOSSARD | STM
5145 | 6 | 18 |  | CTAAssembly | 5444084 | 2 | Release | Each | 1.0 | SPK assembly |  |  | CCX
5146 | 6 | 17 |  | CTAComponent | 5440286 | 2 | Release | Each | 1.0 | terminal board |  |  | CCX
5147 | 6 | 26 |  | CTAComponent | 1003-M4C012-31 | 2 | Release | Each | 10.0 | Hexagon Socket Button Head Screw, M4-0.7, X12mm Long, A2-70 Stainless Steel, Passivate, RoHS Fastener | 20589-10948-03353 A0996-1348825 11060-M4C12KBCSJ/7380 | FASTENAL COMPANY BOSSARD ANIXTER | STM
5148 | 6 | 27 |  | CTAComponent | 1007-M4C010-14 | 2 | Release | Each | 13.0 | Phillips Pan Head Screw, ISO 7045, M4-0.7, X10mm Long, Grade 4.8 Steel, Zinc Plated, RoHS Fastener | 11060-M4C10MXPSTZ6/7985 20589-10948-03570 24140-M4/10/PPSTMC/TC1/ISO7045 | ANIXTER FASTENAL COMPANY TR FORMAC DIV OF TR FASTENINGS | STM
5149 | 6 | 28 |  | CTAComponent | 1010-M4C006-14 | 2 | Release | Each | 24.0 | Phillips Flat Head Screw, ISO 7046, M4-0.7, X6mm Long, Grade 4.8 Steel, Zinc Plated, RoHS Fastener | 11060-M4C6MXFSTZ6/965A A0996-BN 388 M4-0.7 x 6mm CR6+FREE 12217-25030-109 | ANIXTER BOSSARD MIDWEST PRODUCTS & ENGINEERING | STM
5150 | 6 | 29 |  | CTAComponent | 2000-M4-03 | 3 | Release | Each | 28.0 | FLAT WASHER - NORMAL SERIES, ISO 7089, M4 CLASS 200H STEEL, ZINC PLATED RoHS FASTENER | 24140-M4/-/PWSTWA/TC1/DIN125 10487-2000-M4-03 A0996-BN 343 M4 CR6+FREE 24432-11103691 11060-M4NWSFSTZ6/125ATP | TR FORMAC DIV OF TR FASTENINGS OHTA BOSSARD FASTENAL ANIXTER | STM
5151 | 6 | 24 |  | CTAComponent | 1000-M6C016-04 | 4 | Release | Each | 4.0 | Hexagon Socket Head Cap Screw, M6-1, X16mm Long, Grade 8.8 Steel, Zinc Plated, RoHS Fastener | 20589-10948-03239 10487-1000-M6C016-04 24140-M6/16/SOHTCS/TC1D/DIN912 11060-M6C16KCSC9Z6/912 A0996-BN 4 M6 x 16mm CR6+FREE | FASTENAL COMPANY OHTA TR FORMAC DIV OF TR FASTENINGS ANIXTER BOSSARD | STM
5152 | 6 | 25 |  | CTAComponent | 1000-M8C025-04 | 3 | Release | Each | 4.0 | Hexagon Socket Head Cap Screw, M8-1.25, X25mm Long, Grade 8.8 Steel, Zinc Plated, RoHS Fastener | 11060-M8C25KCSC9Z6/912 20589-ZS2580025ZP0000 24140-M8/25/SOHTCS/TC1D/DIN912 10487-1000-M8C025-04 | ANIXTER FASTENAL COMPANY TR FORMAC DIV OF TR FASTENINGS OHTA | STM
5153 | 6 | 23 |  | CTAComponent | 1000-M5C020-04 | 4 | Release | Each | 2.0 | Hexagon Socket Head Cap Screw, M5-0.8, X20mm Long, Grade 8.8 Steel, Zinc Plated, RoHS Fastener | 11060-M5C20KCSC9Z6/912 24140-M5/20/SOHTCS/TC1D/DIN912 10487-1000-M5C020-04 20589-11103212 A0996-BN 4 M5 x 20mm CR6+FREE | ANIXTER TR FORMAC DIV OF TR FASTENINGS OHTA FASTENAL COMPANY BOSSARD | STM
5154 | 6 | 34 |  | CTAComponent | 5445416-3 | 1 | Release | Each | 1.0 | AVID PRODUCTS STEEL P-CLAMP or R-clamp DIA7.9, WIDE9.7,19243 SCP-5-323-203 |  |  | HLE
5155 | 6 | 35 |  | CTAComponent | C2106-M4-02 | 3 | Release | Each | 36.0 | Spring Lock Washer, M4, Zinc plated, Rohs Fastener | 24140-C2106-M4-02 | TR FORMAC DIV OF TR FASTENINGS | HLE
5156 | 6 | 36 |  | CTAComponent | C2106-M6-02 | 3 | Release | Each | 4.0 | Spring Lock Washer, M6, Zinc plated, Rohs Fastener | 24140-C2106-M6-02 | TR FORMAC DIV OF TR FASTENINGS | HLE
5157 | 6 | 32 |  | CTAComponent | 2106-M5-14 | 1 | Release | Each | 12.0 | Spring Lock Washer with Flat Ends JIS B1251, M5, Spring Stainless Steel, Rohs Fastener | 24140-2106-M5-14 | TR FORMAC DIV OF TR FASTENINGS | STM
5158 | 6 | 33 |  | CTAComponent | 5445416-2 | 1 | Release | Each | 5.0 | AVID PRODUCTS STEEL P-CLAMP or R-clamp DIA6.4, WIDE9.7, 19243-SCP-4-323-203 |  |  | HLE
5159 | 6 | 31 |  | CTAComponent | 2000-M8-03 | 2 | Release | Each | 5.0 | Flat Washer, ISO7089, M8, Steel 200HV, Zinc Plated, RoHS Fastener | 11060-M8NWSFSTZ6/125ATP 20589-10948-03458 25114-2000-M8-03 | ANIXTER FASTENAL COMPANY TR FORMAC SHANGHAI PTE LTD | STM
5160 | 6 | 30 |  | CTAComponent | 2000-M5-03 | 5 | Release | Each | 10.0 | Flat Washer, ISO7089, M5, Steel 200HV, Zinc Plated, RoHS Fastener | A0996-BN343-M5 CR3 11060-M5NWSFSTZ6/125ATP 20589-10948-03456 24140-M5/-/PWSTWA/TC1/DIN125 10487-7130111-5 | BOSSARD ANIXTER FASTENAL COMPANY TR FORMAC DIV OF TR FASTENINGS OHTA | STM
5161 | 6 | 43 |  | CTAComponent | C1213-M3C016-14 | 1 | Release | Each | 2.0 | GB_T 9074.8，M3x16mm，Grade 4.8 Steel，Zinc finish，RoHS Fastener | 25114-M3/16/PPSTPS/TC1/GB9074.8 | TR FORMAC SHANGHAI PTE LTD | HLE
5162 | 6 | 40 |  | CTAComponent | 5456972 | 2 | Release | Each | 1.0 | compressor resistor 152R |  |  | CCX
5163 | 6 | 41 |  | CTAComponent | 5457946 | 1 | Release | Each | 8.0 | RICHCO FTH-7A1-RT FLAT TIE HOLDER 25.4x25.4x7.1mm, ACCOMODATES 5x2mm |  |  | HLE
5164 | 6 | 42 |  | CTAComponent | 5445188 | 1 | Release | Each | 1.0 | Compressor chain |  |  | CCX
5165 | 6 | 39 |  | CTAComponent | 5456441 | 1 | Release | Each | 3.0 | KANG YANG nylon Cable Clamp P-Clamp CC-1S width9.2mm, bolt hole5.4mm, Dia3.2mm |  |  | HLE
5166 | 6 | 37 |  | CTAComponent | C2106-M8-80 | 1 | Release | Each | 5.0 | GB_T 93，M8，Spring Steel，Black Oxide finish，RoHS Fastener | 25114-M8/-/SRSTWA/BO/GB93 | TR FORMAC SHANGHAI PTE LTD | HLE
5167 | 6 | 46 |  | CTAComponent | C1213-M3C010-14 | 1 | Release | Each | 4.0 | GB_T 9074.8，M3x10mm，Grade 4.8 Steel，Zinc finish，RoHS Fastener | 25114-M3/10/PPSTPS/TC1/GB9074.8 | TR FORMAC SHANGHAI PTE LTD | HLE
5168 | 6 | 47 |  | CTAComponent | 5438150 | 3 | Release | Each | 4.0 | Support Pole |  |  | HLE
5169 | 6 | 45 |  | CTAComponent | 1000-M8C055-04 | 1 | Release | Each | 1.0 | Hexagon Socket Head Cap Screw, M8-1.25, X55mm Long, Grade 8.8 Steel, Zinc Plated, RoHS Fastener | 10487-1000-M8C055-04 | OHTA | STM
5170 | 6 | 44 |  | CTAComponent | 5168929 | 1 | Release | Each | 2.0 | copper socket |  |  | HLE
5171 | 6 | 48 |  | CTAComponent | 5497434 | 1 | Release | Each | 2.0 | Cable bracket 2 |  |  | CCX
5172 | 6 | 38 |  | CTAComponent | 2001-M5-03 | 1 | Release | Each | 2.0 | Large Flat Washer, ISO7093, M5, Steel 200HV, Zinc Plated, RoHS Fastener | 11060-M5NWFESTZ6/9021TH 20589-10948-03485 | ANIXTER FASTENAL COMPANY | STM
5173 | 6 | 50 |  | CTAComponent | 5502206 | 1 | Release | Each | 2.0 | cable clamp 2 |  |  | CCX
5174 | 6 | 51 |  | CTAComponent | C1213-M4C012-14 | 1 | Release | Each | 4.0 | GB_T 9074.8，M4x12mm，Grade 4.8 Steel，Zinc finish，RoHS Fastener | 25114-M4/12/PPSTPS/TC1/GB9074.8 | TR FORMAC SHANGHAI PTE LTD | HLE
5175 | 6 | 49 |  | CTAAssembly | 5500184 | 1 | Release | Each | 1.0 | cable clamp base |  |  | CCX
5176 | 7 | 2 |  | CTAComponent | 5498757 | 1 | Release | Each | 1.0 | Mounting Block |  |  | CCX
5177 | 7 | 4 |  | CTAComponent | 5492966 | 1 | Release | Each | 1.0 | Circlip for shaft-GB894.1-86 15 Series Fastener Drawing RoHS Compliant |  |  | CCX
5178 | 7 | 3 |  | CTAComponent | 5500183 | 1 | Release | Each | 1.0 | Mounting plate |  |  | CCX
5179 | 7 | 1 |  | CTAAssembly | 5457746 | 1 | Release | Each | 1.0 | base for cable clamp |  |  | CCX
5180 | 8 | 2 |  | CTAComponent | 5441352 | 1 | Release | Each | 1.0 | Joint Column |  |  | CCX
5181 | 8 | 1 |  | CTAComponent | 5449848 | 1 | Release | Each | 1.0 | Base Board |  |  | CCX
5182 | 5 | 13 |  | CTAComponent | 5439530 | 2 | Release | Each | 1.0 | Foot_up Cover |  |  | HLE
5183 | 5 | 12 |  | CTAAssembly | 5441941 | 1 | Release | Each | 1.0 | Cover For Column Moving Motor |  |  | HLE
5184 | 6 | 2 |  | CTAComponent | 5446203 | 1 | Release | Each | 1.0 | Cover II |  |  | HLE
5185 | 6 | 1 |  | CTAComponent | 5436098 | 1 | Release | Each | 1.0 | Cover I |  |  | HLE
5186 | 6 | 3 |  | CTAComponent | 5456421 | 2 | Release | Each | 1.0 | Cover III |  |  | HLE
5187 | 5 | 11 |  | CTAAssembly | 5451209 | 1 | Release | Each | 1.0 | Foot Cover Welding Assembly |  |  | HLE
5188 | 6 | 2 |  | CTAComponent | 5453091 | 1 | Release | Each | 3.0 | Joint Block |  |  | HLE
5189 | 6 | 1 |  | CTAComponent | 5457195 | 1 | Release | Each | 1.0 | Foot Cover |  |  | HLE
5190 | 5 | 16 |  | CTAComponent | 5436664 | 1 | Release | Each | 7.0 | Base Close Cover |  |  | HLE
5191 | 5 | 10 |  | CTAAssembly | 5459259 | 2 | Release | Each | 1.0 | Base Motor Cover |  |  | HLE
5192 | 6 | 2 |  | CTAComponent | 5437391 | 1 | Release | Each | 1.0 | Base Motor Cover II |  |  | HLE
5193 | 6 | 3 |  | CTAComponent | 5440486 | 1 | Release | Each | 1.0 | Cover For Protecting Mouse |  |  | HLE
5194 | 6 | 1 |  | CTAComponent | 5445396 | 2 | Release | Each | 1.0 | Base Motor Cover I |  |  | CCX
5195 | 6 | 4 |  | CTAComponent | C1213-M3C006-14 | 1 | Release | Each | 2.0 | GB_T 9074.8，M3x6mm，Grade 4.8 Steel，Zinc finish，RoHS Fastener | 25114-M3/6/PPSTPS/TC1/GB9074.8 | TR FORMAC SHANGHAI PTE LTD | HLE
5196 | 5 | 36 |  | CTAAssembly | 5452945 | 6 | Release | Each | 1.0 | Table Electrical Control Unit |  |  | CCX
5197 | 6 | 7 |  | CTAComponent | 1007-M2C008-31 | 1 | Release | Each | 2.0 | Phillips Pan Head Screw, ISO 7045, M2-0.4, X8mm Long, A2-70 Stainless Steel, Passivate, RoHS Fastener | 20589-10948-03589 | FASTENAL COMPANY | STM
5198 | 6 | 6 |  | CTAComponent | 5453489 | 3 | Release | Each | 1.0 | Table Board DC Power Cable |  |  | CCX
5199 | 6 | 9 |  | CTAComponent | 5445416-2 | 1 | Release | Each | 4.0 | AVID PRODUCTS STEEL P-CLAMP or R-clamp DIA6.4, WIDE9.7, 19243-SCP-4-323-203 |  |  | HLE
5200 | 6 | 1 |  | CTAAssembly | 5453695 | 3 | Release | Each | 1.0 | Electrical Bracket Welding Assembly |  |  | HLE
5201 | 7 | 2 |  | CTAComponent | 5438150 | 3 | Release | Each | 12.0 | Support Pole |  |  | HLE
5202 | 7 | 1 |  | CTAComponent | 5474161 | 3 | Release | Each | 1.0 | Electrical Bracket |  |  | HLE
5203 | 6 | 10 |  | CTAComponent | 5445416-3 | 1 | Release | Each | 2.0 | AVID PRODUCTS STEEL P-CLAMP or R-clamp DIA7.9, WIDE9.7,19243 SCP-5-323-203 |  |  | HLE
5204 | 6 | 2 |  | CTAComponent | 5440911 | 2 | Release | Each | 1.0 | Switch Power |  |  | CCX
5205 | 6 | 8 |  | CTAComponent | C1213-M4C008-14 | 1 | Release | Each | 10.0 | GB_T 9074.8，M4x8mm，Grade 4.8 Steel，Zinc finish，RoHS Fastener | 25114-M4/8/PPSTPS/TC1/GB9074.8 | TR FORMAC SHANGHAI PTE LTD | HLE
5206 | 6 | 13 |  | CTAComponent | C1213-M3C008-14 | 1 | Release | Each | 12.0 | GB_T 9074.8，M3x8mm，Grade 4.8 Steel，Zinc finish，RoHS Fastener | 25114-M3/8/PPSTPS/TC1/GB9074.8 | TR FORMAC SHANGHAI PTE LTD | HLE
5207 | 5 | 25 |  | CTAComponent | 1010-M4C006-14 | 2 | Release | Each | 1.0 | Phillips Flat Head Screw, ISO 7046, M4-0.7, X6mm Long, Grade 4.8 Steel, Zinc Plated, RoHS Fastener | 11060-M4C6MXFSTZ6/965A A0996-BN 388 M4-0.7 x 6mm CR6+FREE 12217-25030-109 | ANIXTER BOSSARD MIDWEST PRODUCTS & ENGINEERING | STM
5208 | 5 | 26 |  | CTAComponent | 1010-M5C010-14 | 1 | Release | Each | 8.0 | Phillips Flat Head Screw, ISO 7046, M5-0.8, X10mm Long, Grade 4.8 Steel, Zinc Plated, RoHS Fastener | 20589-10948-03514 11060-M5C10MXFSTZ6/965A | FASTENAL COMPANY ANIXTER | STM
5209 | 5 | 34 |  | CTAComponent | 5457946 | 1 | Release | Each | 1.0 | RICHCO FTH-7A1-RT FLAT TIE HOLDER 25.4x25.4x7.1mm, ACCOMODATES 5x2mm |  |  | HLE
5210 | 5 | 30 |  | CTAComponent | 2000-M12-03 | 1 | Release | Each | 8.0 | Flat Washer, ISO7089, M12, Steel 200HV, Zinc Plated, RoHS Fastener | 11060-M12NWSFSTZ6/125ATP 20589-10948-03460 | ANIXTER FASTENAL COMPANY | STM
5211 | 5 | 31 |  | CTAComponent | 2000-M8-03 | 2 | Release | Each | 8.0 | Flat Washer, ISO7089, M8, Steel 200HV, Zinc Plated, RoHS Fastener | 11060-M8NWSFSTZ6/125ATP 20589-10948-03458 25114-2000-M8-03 | ANIXTER FASTENAL COMPANY TR FORMAC SHANGHAI PTE LTD | STM
5212 | 5 | 3 |  | CTAComponent | 5443770 | 1 | Release | Each | 1.0 | Cable bracket |  |  | HLE
5213 | 5 | 20 |  | CTAComponent | 5454749 | 1 | Release | Each | 1.0 | Cable cover |  |  | HLE
5214 | 5 | 19 |  | CTAComponent | 5441118 | 1 | Release | Each | 1.0 | Energy Chain |  |  | HLE
5215 | 5 | 28 |  | CTAComponent | C1213-M4C012-14 | 1 | Release | Each | 33.0 | GB_T 9074.8，M4x12mm，Grade 4.8 Steel，Zinc finish，RoHS Fastener | 25114-M4/12/PPSTPS/TC1/GB9074.8 | TR FORMAC SHANGHAI PTE LTD | HLE
5216 | 5 | 41 |  | ECCCollectorPart | 5488204 | 5 | Release | Each | 1.0 | PT800+ table cable collector 2 |  |  | CCX
5217 | 6 |  | Table Frequency Inverter1 signal cable | CTAComponent | 5451810 | 2 | Release | Each | 1.0 | Table Frequency Inverter1 signal cable |  |  | HLE
5218 | 6 |  | Table Relay power cable | CTAComponent | 5444956 | 1 | Release | Each | 1.0 | Table Relay power cable |  |  | HLE
5219 | 6 |  | Table tilt motor power cable | CTAComponent | 5448361 | 2 | Release | Each | 1.0 | Table tilt motor power cable |  |  | HLE
5220 | 6 |  | Table column compressor motor Cable 1 | CTAComponent | 5454313 | 1 | Release | Each | 1.0 | Table column compressor motor Cable 1 |  |  | HLE
5221 | 6 |  | Table column SID potentiometer and cable | CTAComponent | 5457710 | 1 | Release | Each | 1.0 | Table column SID potentiometer and cable |  |  | HLE
5222 | 6 |  | Table column compressor motor Cable 3 | CTAComponent | 5444278 | 3 | Release | Each | 1.0 | Table column compressor motor Cable 3 |  |  | CCX
5223 | 6 |  | Table column SID and Compressor Limit Switch Cable 1 | CTAComponent | 5450221 | 2 | Release | Each | 1.0 | Table column SID and Compressor Limit Switch Cable 1 |  |  | HLE
5224 | 6 |  | Table tilt over LS Assy SW cable | CTAComponent | 5447377 | 1 | Release | Each | 1.0 | Table tilt over LS Assy SW cable |  |  | HLE
5225 | 6 |  | Table column Up Switch Limit Cable | CTAComponent | 5445779 | 1 | Release | Each | 1.0 | Table column Up Switch Limit Cable |  |  | HLE
5226 | 6 |  | Table column Down Switch Limit Cable | CTAComponent | 5453488 | 1 | Release | Each | 1.0 | Table column Down Switch Limit Cable |  |  | HLE
5227 | 6 |  | Table top motor limit switch cable | CTAComponent | 5451808 | 1 | Release | Each | 1.0 | Table top motor limit switch cable |  |  | HLE
5228 | 6 |  | Table tilt stop LS Assy SW cable | CTAComponent | 5453492 | 1 | Release | Each | 1.0 | Table tilt stop LS Assy SW cable |  |  | HLE
5229 | 6 |  | Table column SID motor Cable | CTAComponent | 5448362 | 1 | Release | Each | 1.0 | Table column SID motor Cable |  |  | HLE
5230 | 6 |  | Table Key board Cable | CTAComponent | 5450223 | 2 | Release | Each | 1.0 | Table Key board Cable |  |  | HLE
5231 | 6 |  | Table II base ground cable | CTAComponent | 5452844 | 1 | Release | Each | 1.0 | Table II base ground cable |  |  | HLE
5232 | 6 |  | Table Limit SW cable | CTAComponent | 5436968 | 1 | Release | Each | 1.0 | Table Limit SW cable |  |  | HLE
5233 | 6 |  | Table column UD Switch Limit Cable | CTAComponent | 5438532 | 1 | Release | Each | 1.0 | Table column UD Switch Limit Cable |  |  | HLE
5234 | 6 |  | Table TOP LR motor RC Contact Suppression Cable | CTAComponent | 5451991 | 1 | Release | Each | 2.0 | Table TOP LR motor RC Contact Suppression Cable |  |  | HLE
5235 | 6 |  | Table cover base ground cable | CTAComponent | 5453650 | 1 | Release | Each | 1.0 | Table cover base ground cable |  |  | HLE
5236 | 6 |  | Table TOP LR motor base ground cable | CTAComponent | 5441077 | 1 | Release | Each | 1.0 | Table TOP LR motor base ground cable |  |  | HLE
5237 | 6 |  | Table TOP ground cable | CTAComponent | 5445136 | 3 | Release | Each | 1.0 | Table TOP ground cable |  |  | HLE
5238 | 6 |  | Table intercom communication Cable | CTAComponent | 5436985 | 3 | Release | Each | 1.0 | Table intercom communication Cable |  |  | HLE
5239 | 6 |  | Table cassette absence cable 2 | CTAComponent | 5448191 | 1 | Release | Each | 1.0 | Table cassette absence cable 2 |  |  | HLE
5240 | 6 |  | Table TOP LR motor cable | CTAComponent | 5437749 | 1 | Release | Each | 1.0 | Table TOP LR motor cable |  |  | HLE
5241 | 6 |  | Table Frequency Inverter2 signal cable | CTAComponent | 5440915 | 3 | Release | Each | 1.0 | Table Frequency Inverter2 signal cable |  |  | HLE
5242 | 6 |  | Table column UD Motor Power Cable | CTAComponent | 5448194 | 1 | Release | Each | 1.0 | Table column UD Motor Power Cable |  |  | HLE
5243 | 6 |  | Table Compressor Motor Cable 2 | CTAComponent | 5452648 | 1 | Release | Each | 1.0 | Table Compressor Motor Cable 2 |  |  | HLE
5244 | 6 |  | Table cassette absence Cable 1 | CTAComponent | 5440910 | 3 | Release | Each | 1.0 | Table cassette absence Cable 1 |  |  | HLE
5245 | 6 |  | Table SID and Compressor Switch Limit Cable 2 | CTAComponent | 5451807 | 1 | Release | Each | 1.0 | Table SID and Compressor Switch Limit Cable 2 |  |  | HLE
5246 | 6 |  | TABLE POWER HARNESS | CTAComponent | 5462125 | 3 | Release | Each | 1.0 | TABLE POWER HARNESS |  |  | HLE
5247 | 6 |  | Table Console Spot Control Input cable | CTAComponent | 5441717 | 4 | Release | Each | 1.0 | Table Console Spot Control Input cable |  |  | HLE
5248 | 6 |  | Table Console Move Control Input Cable | CTAComponent | 5440085 | 4 | Release | Each | 1.0 | Table Console Move Control Input Cable |  |  | HLE
5249 | 6 |  | Table motor board power cable | CTAComponent | 5440086 | 3 | Release | Each | 1.0 | Table motor board power cable |  |  | HLE
5250 | 6 |  | Table Switch Power A1P1 Input Cable | CTAComponent | 5446565 | 2 | Release | Each | 1.0 | Table Switch Power A1P1 Input Cable |  |  | HLE
5251 | 6 |  | Table tube tilt stop power cable | CTAComponent | 5447378 | 1 | Release | Each | 1.0 | Tube stop power cable |  |  | HLE
5252 | 6 |  | Table column UD motor base ground cable | CTAComponent | 5448364 | 1 | Release | Each | 1.0 | Table column UD motor base ground cable |  |  | HLE
5253 | 6 |  | Table In-Room Console Move Control Input Cable | CTAComponent | 5460784 | 4 | Release | Each | 1.0 | Table In-Room Console Move Control Input Cable |  |  | CCX
5254 | 6 |  | Table A1-boards frame ground cable | CTAComponent | 5454489 | 2 | Release | Each | 1.0 | Table A1-boards frame ground cable |  |  | HLE
5255 | 6 |  | Table column Tower A6 base ground cable | CTAComponent | 5453649 | 1 | Release | Each | 1.0 | Table column Tower A6 base ground cable |  |  | HLE
5256 | 5 | 38 |  | ECCCollectorPart | 5480084 | 3 | Release | Each | 1.0 | tabel label collector |  |  | CCX
5257 | 6 | 2 |  | CTAComponent | 5453686 | 1 | Release | Each | 1.0 | Fuse specification label |  |  | HLE
5258 | 6 | 6 |  | CTAComponent | 5449185 | 1 | Release | Each | 1.0 | Cassette size label |  |  | HLE
5259 | 6 | 1 |  | CTAComponent | 5485146 | 1 | Release | Each | 1.0 | limit switch label |  |  | CCX
5260 | 6 | 3 |  | CTAComponent | 5484970 | 1 | Release | Each | 4.0 | Position number label |  |  | CCX
5261 | 6 | 5 |  | CTAComponent | 5484944 | 1 | Release | Each | 16.0 | function grounding symbol label |  |  | CCX
5262 | 6 | 4 |  | CTAComponent | 5454527 | 1 | Release | Each | 23.0 | Grounding symbol label |  |  | HLE
5263 | 5 | 39 |  | ECCCollectorPart | 5441176 | 2 | Release | Each | 1.0 | Table cable collector |  |  | CCX
5264 | 6 | 2 |  | CTAComponent | 5451168 | 1 | Release | Each | 1.0 | II Ground Cable |  |  | HLE
5265 | 6 | 3 |  | CTAComponent | 5456926 | 4 | Release | Each | 1.0 | Table tube fan and Cable |  |  | CCX
5266 | 6 | 5 |  | CTAComponent | 5460616 | 5 | Release | Each | 1.0 | Table Tube tilt Stop cable |  |  | CCX
5267 | 6 | 9 |  | CTAComponent | 5440079 | 3 | Release | Each | 1.0 | Table SID Driver Control Cable |  |  | HLE
5268 | 6 | 8 |  | CTAComponent | 5457544 | 3 | Release | Each | 1.0 | Table Tube tilt Button and pitching limit SW Cable |  |  | CCX
5269 | 6 | 4 |  | CTAComponent | 5448190 | 1 | Release | Each | 1.0 | Table column SID Motor Driver Power Cable |  |  | HLE
5270 | 6 | 1 |  | CTAComponent | 5448207 | 1 | Release | Each | 1.0 | II Power Cable to Bulkhead J432 |  |  | HLE
5271 | 6 | 11 |  | CTAComponent | 5437143 | 3 | Release | Each | 1.0 | Table tube 0 degree SW cable |  |  | CCX
5272 | 6 | 14 |  | CTAComponent | 5452651 | 2 | Release | Each | 1.0 | Collimator Power cable |  |  | HLE
5273 | 6 | 15 |  | CTAComponent | 5443491 | 3 | Release | Each | 1.0 | Collimator ground cable |  |  | HLE
5274 | 6 | 12 |  | CTAComponent | 5451809 | 1 | Release | Each | 1.0 | Table SID potentiometer Cable |  |  | HLE
5275 | 6 | 10 |  | CTAComponent | 5459961 | 1 | Release | Each | 1.0 | Table SID motor base ground cable |  |  | HLE
5276 | 6 | 13 |  | CTAComponent | 5456779-2 | 2 | Release | Each | 1.0 | Collimator control cable 1-new |  |  | CCX
5277 | 5 | 40 |  | ECCCollectorPart | 5442003 | 5 | Release | Each | 1.0 | Table Accessary Collector |  |  | CCX
5278 | 6 | 5 |  | CTAComponent | C1213-M4C012-14 | 1 | Release | Each | 2.0 | GB_T 9074.8，M4x12mm，Grade 4.8 Steel，Zinc finish，RoHS Fastener | 25114-M4/12/PPSTPS/TC1/GB9074.8 | TR FORMAC SHANGHAI PTE LTD | HLE
5279 | 6 | 1 |  | CTAComponent | 5452031 | 2 | Release | Each | 1.0 | Cable Plastic Pipe |  |  | HLE
5280 | 6 | 6 |  | CTAComponent | 1010-M4C012-14 | 2 | Release | Each | 4.0 | Phillips Flat Head Screw, ISO 7046, M4-0.7, X12mm Long, Grade 4.8 Steel, Zinc Plated, RoHS Fastener | 11060-M4C12MXFSTZ6/965A 20589-10948-03509 24140-M4/12/KPSTMC/TC1/DIN965 | ANIXTER FASTENAL COMPANY TR FORMAC DIV OF TR FASTENINGS | STM
5281 | 6 | 10 |  | CTAComponent | 5500984 | 1 | Release | Each | 1.0 | Cable sleeve 4 |  |  | CCX
5282 | 6 | 8 |  | CTAComponent | 5500982 | 1 | Release | Each | 1.0 | Cable sleeve 2 |  |  | CCX
5283 | 6 | 9 |  | CTAComponent | 5500983 | 1 | Release | Each | 3.0 | Cable sleeve 3 |  |  | CCX
5284 | 6 | 7 |  | CTAComponent | 5500979 | 1 | Release | Each | 2.0 | Cable sleeve 1 |  |  | CCX
5285 | 6 | 12 |  | CTAComponent | 5500987 | 1 | Release | Each | 1.0 | Cable sleeve 6 |  |  | CCX
5286 | 6 | 11 |  | CTAComponent | 5500986 | 1 | Release | Each | 1.0 | Cable sleeve 5 |  |  | CCX
5287 | 5 | 37 |  | CTAComponent | 1007-M4C020-14 | 1 | Release | Each | 2.0 | Phillips Pan Head Screw, ISO 7045, M4-0.7, X20mm Long, Grade 4.8 Steel, Zinc Plated, RoHS Fastener | 20589-10948-03573 11060-M4C20MXPSTZ6/7985 | FASTENAL COMPANY ANIXTER | STM
5288 | 4 | 13 |  | CTAComponent | 5456160 | 2 | Release | Each | 1.0 | Table Board Interface Cable1 |  |  | CCX
5289 | 4 | 14 |  | ECCCollectorPart | 5498545 | 1 | Release | Each | 1.0 | pt800+ table fuse collector |  |  | CCX
5290 | 5 |  | 10A fuse | CTAComponent | 5438741 | 1 | Release | Each | 2.0 | 10A fuse |  |  | HLE
5291 | 5 |  | 2A fuse | CTAComponent | 5438743 | 1 | Release | Each | 2.0 | 2A fuse |  |  | HLE
5292 | 5 |  | 4A fuse | CTAComponent | 5449858 | 1 | Release | Each | 1.0 | 4A Fuse |  |  | HLE
5293 | 4 | 10 |  | CTAComponent | 5450106 | 1 | Release | Each | 1.0 | Grid for Precision THUNIS-800+ |  |  | HLE
5294 | 4 | 9 |  | CTAAssembly | 5473935 | 4 | Release | Each | 1.0 | Intercom Board Assembly |  |  | CCX
5295 | 5 | 2 |  | CTACircuitBoard | 5451492 | 4 | Release | Each | 1.0 | Intercom Board PWA |  |  | CCX
5296 | 6 |  | CR13, CR14 | CTAComponent | 5483033 | 1 | Release | Each | 2.0 | ULTRA LOW CAPACITANCE TVS ARRAY of 24V STAND-OFF VOLTAGE |  |  | HLE
5297 | 6 |  | U8 | CTAOOC | 5454247 | 2 | Not Recommended | Each | 1.0 | CONVERTER DAC, 24BIT, 192 KHZ, 2CHANNELS PER PKG, TSSOP10, UNKNOWN WHISKER RISK | 26334-CS4344-CZZ | CIRRUS LOGIC INC. | STE
5298 | 6 |  | U1 | CTAOOC | 2142461 | 2 | Restricted | Each | 1.0 | AMPLIFIER OP AMP OP284 DUAL AMPLIFIER_NEW OP AMP PRECISION RAIL-TO-RAIL INPUT and OUTPUT OP284 S08 | 01649-OP284FSZ | ANALOG DEVICES | STE
5299 | 6 |  | C2,C6,C22,C37,C52,C58,C63,C68 | CTAOOC | 2183937-10 | 3 | Standard | Each | 8.0 | CAPA TANT 10UF 10% 25V 6032 | 08390-T491C106K025AT 08390-B45196H5106K30 18981-293D106X9025C2TE3 19214-TAJC106K025RNJ | KEMET KEMET VISHAY AVX/KYOCERA | STE
5300 | 6 |  | J4 | CTAOOC | 2115384-2 | 2 | Standard | Each | 1.0 | FASTON TAB, 6.3X0.8MM, STRAIGHT, 5.08MM PITCH, PWB3.2, TINNED | 04947-1287 18996-1217056-1 | KEYSTONE ELECTRONICS CORP TE CONNECTIVITY | STE
5301 | 6 |  | FL2 | CTAComponent | 5482604 | 1 | Release | Each | 1.0 | CHIP EMIFIL Capacitor Type |  |  | HLE
5302 | 6 |  | R57 | CTAOOC | 5160167 | 2 | Standard | Each | 1.0 | RESISTOR, 0R, THICK FILM, 2512, 2A, 0.05 OHM | 18981-CRCW25120000Z0E 11962-RC2512JK-070RL 06725-RK73Z3AT 02254-MCR100JZHJ000 | VISHAY YAGEO KOA ROHM | STE
5303 | 6 |  | R10,R47-R54 | CTAOOC | 2234757-15 | 3 | Standard | Each | 9.0 | RESISTOR 22R1 1% 100MW 0603 THICK-FI | 02254-MCR03EZPFX22R1 00078-CR0603FX22R1ELF 18981-CRCW060322R1FKE 06725-RK73H1JTTD22R1F 11962-RC0603FR-0722R1L 05498-MC060322R1FTW 00006-WCR0603LF22R1F | ROHM BOURNS VISHAY KOA YAGEO RCD COMPONENTS INC. IRC | STE
5304 | 6 |  | U3,U15 | CTAOOC | 2196877-3 | 6 | Standard | Each | 2.0 | IC, LOGIC, 74LVC-LCX04, TSSOP14 | 18846-MC74LCX04DTG 19638-LVC04BTELL-E 00352 74LVC04APW 00495-SN74LVC04APWE4 00495-SN74LVC04APW | ON SEMICONDUCTOR RENESAS TECHNOLOGY CORP NXP (FORMERLY PHILIPS COMPONEN TEXAS INSTRUMENTS TEXAS INSTRUMENTS | STE
5305 | 6 |  | U12 | CTAOOC | 2211252-9 | 2 | Standard | Each | 1.0 | LOGIC 74AHC-VHC125 TSSOP14 | 00495-SN74AHC125PWE4 18846-MC74VHC125DTR2G | TEXAS INSTRUMENTS ON SEMICONDUCTOR | STE
5306 | 6 |  | CR1,CR2 | CTAOOC | 2224981-8 | 1 | Standard | Each | 2.0 | SEMICONDUCTOR, DIODE 130VOLTS 1M AMPS UNIDIRECTIONAL, SMB DO-214AA | 18981-P6SMB130A-E3 18846-P6SMB130AT3G | VISHAY ON SEMICONDUCTOR | STE
5307 | 6 |  | TP1-TP9 | CTAOOC | 2233921 | 2 | Standard | Each | 9.0 | TEST POINT, SMD 1005 | 04947 5015 ZZC70-TP-108-02-1-T | KEYSTONE ELECTRONICS CORP COMPONENTS CORPORATION | STE
5308 | 6 |  | U7 | CTAOOC | 2196877-40 | 2 | Standard | Each | 1.0 | LOGIC LVC-LCX 125 TSSOP | 00124-74LVC125ATTR 18846-MC74LCX125DTG 00352 74LVC125APW 00495-SN74LVC125APWRE4 00124-74LCX125TTR | ST MICROELECTRONICS ON SEMICONDUCTOR NXP (FORMERLY PHILIPS COMPONEN TEXAS INSTRUMENTS ST MICROELECTRONICS | STE
5309 | 6 |  | C84 | CTAOOC | 2187496-100 | 1 | Standard | Each | 1.0 | CAPACITOR CERAMIC, NPO, 2.7NF, 1Percent, 50V, SMD 0805 | 18981-VJ0805A272FXAA 12361-0805J0500272FC 08390-C0805C272F5GAC 19214-08055A272FAT2A | VISHAY SYFER TECHNOLOGY LIMITED KEMET AVX/KYOCERA | STE
5310 | 6 |  | C5,C31,C45 | CTAOOC | 2183937-15 | 4 | Standard | Each | 3.0 | CAPA TANT 100UF 10% 10V 7343 | 08390-T491D107K010AT 08390-B45196H2107K40 00042-293D107X9010D2TE3 19214-TAJD107K010RNJ | KEMET KEMET VISHAY SPRAGUE AVX/KYOCERA | STE
5311 | 6 |  | C107 | CTAOOC | 2235239-4 | 2 | Standard | Each | 1.0 | CAPACITOR X7R 22NF 10% 25V 0603 | 19214-06033C223KAT 11962-CC0603KRX7R8BB223 18981-VJ0603Y223KXX 08390 C0603C223K3RAC 03041-C1608X7R1E223K | AVX/KYOCERA YAGEO VISHAY KEMET TDK | STE
5312 | 6 |  | C3,C4,C7-C21,C23,C25-C27,C33,C34,C39-C41,C47,C49,C64-C67,C69,C71-C74,C80,C82,C94-C97,C99-C102 | CTAOOC | 2235239-6 | 2 | Standard | Each | 47.0 | CAPACITOR X7R 100NF 10% 16V 0603 | 08390 C0603C104K4RAC 18981-VJ0603Y104KXJ 11962-CC0603KRX7R7BB104 19214-0603YC104KAT | KEMET VISHAY YAGEO AVX/KYOCERA | STE
5313 | 6 |  | C90,C91 | CTAOOC | 2235238-8 | 1 | Standard | Each | 2.0 | CAPA NPO 1NF 5% 25V 0603 | 19214-06033A102JAT 11962-CC0603JRNPO8BN102 | AVX/KYOCERA YAGEO | STE
5314 | 6 |  | C44 | CTAOOC | 2235238-28 | 3 | Standard | Each | 1.0 | CAPACITOR 180P, 1 percent, 50V, CERAMIC, C0G NPO, 0603 | 19214-06035A181FAT 11623-NMC0603NPO181F50TRPF 11962-CC0603FRNPO9BN181 18981-VJ0603A181FXA 02862-GRM1885C1H181FA01 | AVX/KYOCERA NIC COMPONENTS CORPORATION YAGEO VISHAY MURATA | STE
5315 | 6 |  | C1,C29,C36,C55,C60-C62,C103-C106 | CTAOOC | 2235239-3 | 6 | Standard | Each | 11.0 | CAPACITOR X7R 10NF 10 PERCENT 50V 0603 | 08390 C0603C103K5RAC 03041 C1608X7R1H103K 18981-VJ0603Y103KXA 11962-CC0603KRX7R9BB103 03041-C1608X7R1H103K080AA 19214-06035C103KAT | KEMET TDK VISHAY YAGEO TDK AVX/KYOCERA | STE
5316 | 6 |  | C77 | CTAOOC | 2235238-6 | 3 | Standard | Each | 1.0 | CAPA NPO 220PF 5% 50V 0603 | 11962-CC0603JRNPO9BN221 08390 C0603C221J5GAC 00401-CEC14CW 220PF 5% 63V 03041-C1608C0G1H221J 18981-VJ0603A221JXA 03041-C1608C0G1H221J080AA | YAGEO KEMET EUROFARAD TDK VISHAY TDK | STE
5317 | 6 |  | C30,C38 | CTAOOC | 2235238-2 | 5 | Standard | Each | 2.0 | CAPA NPO 10PF 5% 50V 0603 | 00401-CEC14CW 10PF 5% 63V 03041-C1608C0G1H100D 19214-06035A100JAT 18981-VJ0603A100JXA 08390-C0603C100J5GAC 11962-CC0603JRNPO9BN100 03041-C1608C0G1H100D080AA | EUROFARAD TDK AVX/KYOCERA VISHAY KEMET YAGEO TDK | STE
5318 | 6 |  | R58,R60-R63,R67 | CTAOOC | 2292664-40 | 5 | Standard | Each | 6.0 | RESISTOR, 4K70, 0.1Percent, 63MW, THIN FILM, 25PPM, 0603 | 05498-BLU0603-4701-BT25W 10302-RNCF16-T9-4.70K-0.1% 18981-TNPW06034K70BEE 11962-RT0603BRD074K7L 00006-PCF-W0603LF-03-4701-B 06725-RN731JTTD4701B25 10302-RNCF0603BTE4K70 | RCD COMPONENTS INC. SEI VISHAY YAGEO IRC KOA SEI | STE
5319 | 6 |  | U9 | CTAOOC | 2252400-4 | 1 | Restricted | Each | 1.0 | POWER SUPPLY 5 VOLTS 306m AMPS 5 VOL REGULATED, 1000V ISOLATION, SO-28 | 00495-DCR010505UE4 | TEXAS INSTRUMENTS | STE
5320 | 6 |  | S1 | CTAOOC | 2253364-2 | 3 | Not Recommended | Each | 1.0 | SURFACE MOUNT DIP SWITCH, 4 POSITION GULL WING WITH POLYIMIDE TAPE SEAL MACHINE-INSERTABLE. WARNING: Unknown Whisker Risk | 05229-90HBW04PRT 00031-219004MST | GRAYHILL CTS CORP | STE
5321 | 6 |  | DS1-DS7 | CTAOOC | 2279219-2 | 1 | Standard | Each | 7.0 | LED GREEN LTST-C190G 0603 SMD | 18802 AP1608SGC 00941 HSMG-C190 11520 LTST-C190GKT 09050 PG1111C | KINGBRIGHT AVAGO TECHNOLOGIES LITE-ON STANLEY ELECTRIC CO LTD | STE
5322 | 6 |  | R73 | CTAOOC | 2292664-9 | 4 | Standard | Each | 1.0 | RESISTOR 10K OHMS .1 PERCENT, 0603 SMT 62.5 MW, 50 V MAX WORKING VOLTAGE | 06725-RN731JTTD1002B25 00006-PFC-W0603LF-03-1002-B 18981-TNPW060310K0BEE | KOA IRC VISHAY | STE
5323 | 6 |  | C88,C89 | CTAOOC | 2235239-21 | 2 | Standard | Each | 2.0 | CAPACITOR 0.22U, 10 PERCENT, 25V, CERAMIC, X7R, 0603 | 02862-GRM188R71E224KA88 11962-CC0603KRX7R8BB224 03041-C1608X7R1E224K 08390-C0603C224K3RAC 03041-C1608X7R1E224K080AC | MURATA YAGEO TDK KEMET TDK | STE
5324 | 6 |  | R68,R71 | CTAOOC | 2236238 | 2 | Standard | Each | 2.0 | RESISTOR, 0 OHM, THICK FILM, 0603, 1A, 0.05 OHM MAX | 02254-MCR03EZPJ000 18981-CRCW06030000Z0E 00078-CR0603J/000ELF 05498-ZC0603TW 06725-RK73Z1JT 11962-RC0603JR-070RL | ROHM VISHAY BOURNS RCD COMPONENTS INC. KOA YAGEO | STE
5325 | 6 |  | C109,C110 | CTAOOC | 2235239-14 | 1 | Standard | Each | 2.0 | CAPACITOR 33N, 10percent, 25V, CERAMIC, X7R, C0603 UM33nCC | 18981-VJ0603Y-333K-XX 08390-C0603C333K3RAC 19214-0603-3C-333-KAT | VISHAY KEMET AVX/KYOCERA | STE
5326 | 6 |  | R1-R4,R7-R9,R11,R13-R15,R17,R18,R20,R22-R24,R26,R30-R32,R34,R39,R55,R56,R79,R82-R85 | CTAOOC | 2324551-19 | 3 | Standard | Each | 30.0 | RESISTOR 2k OHMS 1 % .1 WATTS SMT 0603 THICK FILM | 06725-RK73H1JTTD2001F 11962-RC0603FR-072KL 18981-CRCW06032K00FKE 02254 MCR03EZPFX2001 00006-WCR0603LF2001F 05498-MC06032001FTW 10302-RMCF0603FT2K00 | KOA YAGEO VISHAY ROHM IRC RCD COMPONENTS INC. SEI | STE
5327 | 6 |  | R80,R81 | CTAOOC | 2324551-20 | 4 | Standard | Each | 2.0 | RESISTOR 20k OHMS 1 PERCENT .1 WATTS SMT 0603 THICK FILM | 11962-RC0603FR-0720KL 06725-RK73H1JTTD2002F 18981-CRCW060320K0FKE 00006-WCR0603LF2002F 02254 MCR03EZPFX2002 05498-MC06032002FTW 10302-RMCF0603FT20K0 | YAGEO KOA VISHAY IRC ROHM RCD COMPONENTS INC. SEI | STE
5328 | 6 |  | R37,R69 | CTAOOC | 2324551-39 | 3 | Standard | Each | 2.0 | RESISTOR 4.99k OHMS 1 % .1 WATTS SMT 0603 THICK FILM | 18981-CRCW06034K99FKE 11962-RC0603FR-074K99L 00006-WCR0603LF4991F 05498-MC06034991FTW 06725-RK73H1JTTD4991F 02254 MCR03EZPFX4991 10302-RMCF0603FT4K99 | VISHAY YAGEO IRC RCD COMPONENTS INC. KOA ROHM SEI | STE
5329 | 6 |  | R5,R6,R45 | CTAOOC | 2324551-4 | 4 | Standard | Each | 3.0 | RESISTOR 10k OHMS 1 PERCENT .1 WATTS SMT 0603 THICK FILM | 02254 MCR03EZPFX1002 06725-RK73H1JTTD1002F 10302-RMCF1/16-10K-1percent 00006-WCR0603LF1002F 18981-CRCW060310K0FKE 05498-MC06031002FTW 11962-RC0603FR-0710KL 10302-RMCF0603FT10K0 | ROHM KOA SEI IRC VISHAY RCD COMPONENTS INC. YAGEO SEI | STE
5330 | 6 |  | R66 | CTAOOC | 2324551-18 | 3 | Standard | Each | 1.0 | RESISTOR 200 OHMS 1 PERCENT .1 WATTS SMT 0603 THICK FILM | 11962-RC0603FR-07200RL 06725-RK73H1JTTD2000F 00006-WCR0603LF2000F 05498-MC06032000FTW 02254-MCR03EZPFX2000 18981-CRCW0603200RFKE 10302-RMCF0603FT200R | YAGEO KOA IRC RCD COMPONENTS INC. ROHM VISHAY SEI | STE
5331 | 6 |  | R33,R59 | CTAOOC | 2324551-3 | 3 | Standard | Each | 2.0 | RESISTOR 1k OHMS 1 PERCENT .1 WATTS SMT 0603 THICK FILM | 00006-WCR0603LF1001F 06725-RK73H1JTTD1001F 05498-MC06031001FTW 02254 MCR03EZPFX1001 11962-RC0603FR-071KL 18981-CRCW06031K00FKE 10302-RMCF0603FT1K00 | IRC KOA RCD COMPONENTS INC. ROHM YAGEO VISHAY SEI | STE
5332 | 6 |  | FL1,FL3,FL6-FL8 | CTAOOC | 2306384-3 | 1 | Standard | Each | 5.0 | FERRITE BEAD, 120 OHM at 100 MHZ, 150 MA RATING, 0603 PACKAGE | 18981-ILHB-0603ER121V | VISHAY | STE
5333 | 6 |  | R75-R78 | CTAOOC | 2324551-317 | 2 | Standard | Each | 4.0 | RESISTOR 51.1 OHMS 1 % .1 WATTS SMT 0603 THICK FILM | 02254 MCR03EZPFX51R1 11962-RC0603FR-0751R1L 00006-WCR0603LF51R1F 05498-MC060351R1FTW 18981-CRCW060351R1FKE 06725-RK73H1JTTD51R1F 10302-RMCF0603FT51R1 | ROHM YAGEO IRC RCD COMPONENTS INC. VISHAY KOA SEI | STE
5334 | 6 |  | R74 | CTAOOC | 2324551-333 | 2 | Standard | Each | 1.0 | RESISTOR 475 OHMS 1percent .1 WATTS SMT 0603 THICK FILM | 11962-RC0603FR-07475RL 18981-CRCW0603475RFKE 00078-CR0603FX4750ELF 05498-MC06034750FTW 06725-RK73H1JTTD4750F 02254-MCR03EZPFX4750 00006-WCR0603LF4750F 10302-RMCF0603FT475R | YAGEO VISHAY BOURNS RCD COMPONENTS INC. KOA ROHM IRC SEI | STE
5335 | 6 |  | R27 | CTAOOC | 2324551-91 | 2 | Standard | Each | 1.0 | RESISTOR 2.21k OHMS 1 % .1 WATTS SMT 0603 THICK FILM | 00006-WCR0603LF2211F 11962-RC0603FR-072K21L 05498-MC06032211FTW 02254 MCR03EZPFX2211 06725-RK73H1JTTD2211F 18981-CRCW06032K21FKE 10302-RMCF0603FT2K21 | IRC YAGEO RCD COMPONENTS INC. ROHM KOA VISHAY SEI | STE
5336 | 6 |  | R70 | CTAOOC | 2324551-163 | 2 | Standard | Each | 1.0 | RESISTOR 121k OHMS 1 % .1 WATTS SMT 0603 THICK FILM | 02254 MCR03EZPFX1213 06725-RK73H1JTTD1213F 00006-WCR0603LF1213F 11962-RC0603FR-07121KL 18981-CRCW0603121KFKE 05498-MC06031213FTW 10302-RMCF0603FT121K | ROHM KOA IRC YAGEO VISHAY RCD COMPONENTS INC. SEI | STE
5337 | 6 |  | R72 | CTAOOC | 2324551-193 | 2 | Standard | Each | 1.0 | RESISTOR 274k OHMS 1 % .1 WATTS SMT 0603 THICK FILM | 18981-CRCW0603274KFKE 05498-MC06032743FTW 11962-RC0603FR-07274KL 00006-WCR0603LF2743F 02254 MCR03EZPFX2743 06725-RK73H1JTTD2743F 10302-RMCF0603FT274K | VISHAY RCD COMPONENTS INC. YAGEO IRC ROHM KOA SEI | STE
5338 | 6 |  | R64,R65 | CTAOOC | 2324551-59 | 3 | Standard | Each | 2.0 | RESISTOR 121 OHMS 1 PERCENT .1 WATTS SMT 0603 THICK FILM | 00006-WCR0603LF1210F 06725-RK73H1JTTD1210F 11962-RC0603FR-07121RL 02254 MCR03EZPFX1210 18981-CRCW0603121RFKE 05498-MC06031210FTW 10302-RMCF0603FT121R | IRC KOA YAGEO ROHM VISHAY RCD COMPONENTS INC. SEI | STE
5339 | 6 |  | R12,R16,R19,R21,R25,R28,R29 | CTAOOC | 2324551-54 | 3 | Standard | Each | 7.0 | RESISTOR 511 OHMS 1 % .1 WATTS SMT 0603 THICK FILM | 18981-CRCW0603511RFKE 00006-WCR0603LF5110F 02254 MCR03EZPFX5110 11962-RC0603FR-07511RL 06725-RK73H1JTTD5110F 05498-MC06035110FTW 10302-RMCF0603FT511R | VISHAY IRC ROHM YAGEO KOA RCD COMPONENTS INC. SEI | STE
5340 | 6 |  | J3 | CTAOOC | 2402275 | 2 | Restricted | Each | 1.0 | CONNECTOR 5.08MM MSTB-GF, 1X2POS HEADER, RIGHT ANGLE, SCREW LOCK, TINNED, PWB2.4 | 11675 1776508 | PHOENIX CONTACTS | STE
5341 | 6 |  | C78,C79,C81,C83,C86,C87 | CTAOOC | 2385110-2 | 2 | Not Recommended | Each | 6.0 | CAPACITOR CERAMIC, X5R, 1UF, 10Percent, 25V, 0805 | 19214-08053D105KAT 08390-C0805C105K3PAC 02862-GRM216R61E105KA12 | AVX/KYOCERA KEMET MURATA | STE
5342 | 6 |  | C24,C28,C32,C54,C98,C108,C111-C112 | CTAOOC | 2385111 | 4 | Not Recommended | Each | 8.0 | CAPACITOR CERAMIC, X5R, 1UF, 10Percent, 10V, SMD 0603 | 07092-ECJ1VB1A105K 19214-CM105X5R105K10A 03041-C1608X5R1A105K 02862-GRM188R61A105KA61 03041-C1608X5R1A105K080AC | PANASONIC AVX/KYOCERA TDK MURATA TDK | STE
5343 | 6 |  | C85 | CTAOOC | 2385569-5 | 3 | Standard | Each | 1.0 | CAPACITOR CERAMIC, X5R, 10UF, 10Percent, 25V, SMD 1210 | 03041-C3225X5R1E106K 08390-C1210C106K3PAC 19214-CM32X5R106K25A 19214-12103D106KAT 03041-C3225X5R1E106K250AA | TDK KEMET AVX/KYOCERA AVX/KYOCERA TDK | STE
5344 | 6 |  | U10,U11 | CTAOOC | 2384570-2 | 1 | Standard | Each | 2.0 | OPTOELECTRONICS DIGITAL ISOLATOR 3.3V AND 5V TTL-CMOS COMPATIBLE, SO8 | 01649 ADUM1100BRZ | ANALOG DEVICES, INC. ANALOG DEVICES | STE
5345 | 6 |  | FL12,FL13 | CTAOOC | 2381824 | 1 | Standard | Each | 2.0 | FERRIT CHIP Z330 100MHZ 1.5A 0805 | 03041 MPZ2012S331A 02862 BLM21PG331SN1 | TDK MURATA | STE
5346 | 6 |  | L2,L3 | CTAOOC | 2367026-2 | 1 | Standard | Each | 2.0 | INDUCTOR NEW POWER 33U HENRYS 5 AMPS SMT SHIELDED PACKAGE | 00078-SRR1806-330M 07200-DS5022P-333MT | BOURNS COILCRAFT | STE
5347 | 6 |  | U2 | CTAOOC | 5128730-10 | 1 | Standard | Each | 1.0 | IC EPLD EPM1270, 1270 LE, 116 I-O, VCCINT 3.3V 2.5V, VCCIO 3.3V TO 1.5V, SPEED GRADE 5, TQFP144 | 10208-EPM1270T144C5N | ALTERA | STE
5348 | 6 |  | C75,C76,C92,C93 | CTAOOC | 5146178 | 4 | Standard | Each | 4.0 | CAPACITOR 0.47U, 10 percent, 16V, CERAMIC, X7R, 1608,U1600CS | 02862-GRM188R71C474KA88 03041-C1608X7R1C474K 08390-C0603C474K4RAC 03041-C1608X7R1C474K080AC | MURATA TDK KEMET TDK | STE
5349 | 6 |  | U17 | CTAOOC | 5151368-2 | 3 | Restricted | Each | 1.0 | LINEAR AMPLIFIER, 6.5-W MONO CLASS-D AUDIO POWER AMPLIFIER, 1 PER PKG, 20KHZ, 50MV OFFSET, TSSOP | 00495-TPA3007D1PWG4 00495-TPA3007D1PW | TEXAS INSTRUMENTS TEXAS INSTRUMENTS | STE
5350 | 6 |  | D1-D3 | CTAOOC | 5224726-2 | 1 | Standard | Each | 3.0 | DIODE, RECTIFIER, MURS120, 1A, 200V, 25NS REVERSE RECOVERY, SMB-J | 18846-MURS120T3G 18981-MURS120-E3 00037-MURS120-13-F | ON SEMICONDUCTOR VISHAY DIODES INC. | STE
5351 | 6 |  | CR17, CR22, CR23-CR24 | CTAOOC | 2408243-2 | 1 | Restricted | Each | 4.0 | DIODE, TVS, BIDIRECTIONAL, 350W PEAK, 13.3V VZ, 11A PEAK, GBLC12C, SOD323 PACKAGE | 10289-GBLC12C-LF | PROTEK DEVICES | STE
5352 | 6 |  | J1 | CTAOOC | 5124823 | 2 | Restricted | Each | 1.0 | CONNECTOR HEADER, 3 CONTACTS, PIN, RIGHT-ANGLE, 5A, 3MM PITCH, | 01525-43650-0302 | MOLEX | STE
5353 | 6 |  | CR3-CR12 | CTAOOC | 2408243 | 1 | Restricted | Each | 10.0 | U1813HE SEMICONDUCTOR DIODE 5 VOLTS 5U AMPS | 10289-GBLC05C-LF | PROTEK DEVICES | STE
5354 | 6 |  | Y1 | CTAOOC | 5409769 | 1 | Standard | Each | 1.0 | OSCILLATOR, 24.576 MHZ, 3.3V, CMOS, 50PPM, -10C TO 70C, 3.2X2.5MM SMT PACKAGE | 19214-KC3225A24.5760C30E00 19133-EB13E2D2H-24.576M 11682-SM4445TV-24.576M | AVX/KYOCERA ECLIPTEK PLETRONICS | STE
5355 | 6 |  | U6 | CTAComponent | 5450428 | 1 | Release | Each | 1.0 | 98dB,96kHz,Multi-Bit Audio AD Converter |  |  | HLE
5356 | 6 | 1 |  | CTACircuitBoard | 5451490 | 1 | Release | Each | 1.0 | PWB for Intercom Board |  |  | HLE
5357 | 6 |  | FL9,FL10 | CTAOOC | 5366219 | 1 | Restricted | Each | 2.0 | MAGNETICS, EMI COMMON MODE CHOKE, 2KOHMS AT 100MHZ, 200MA, 50V, 5X3.3MM SMD PACKAGE | 00078-DR221-333AE | BOURNS | STE
5358 | 6 |  | U4 | CTAOOC | 5394889 | 2 | Standard | Each | 1.0 | IC, AD CONVERTER, 12BITS, 4CHANNELS INPUT, SAR, T AND H, 0.5 TO 1MSPS, SERIAL OUT, 3V TO 5V VCC, ADC124S101C, MSOP10, 85C | 00036-ADC124S101CIMM/NOPB 00495-ADC124S101CIMM/NOPB | NATIONAL SEMICONDUCTOR TEXAS INSTRUMENTS | STE
5359 | 6 |  | U13,U14 | CTAOOC | 5268503-2 | 1 | Standard | Each | 2.0 | IC, TRANSCEIVER RS485-422, SINGLE, HALF DUPLEX, 16MBPS, 5V, MAX13088E, 15KV ESD PROT, SO8 | 07438-MAX13088ECSA+ 20003-SN65HVD3088EDG4 | MAXIM INTEGRATED PRODUCTS TEXAS INSTRUMENT INC. | STE
5360 | 6 |  | C70 | CTAOOC | 46-312294P3 | 3 | Restricted | Each | 1.0 | CAPACITOR TANTALUM, 3.3UF, 10Percent, 16V, SMD 3528 | 18981-293D335X9016B2TE3 08390-T491B335K016AT | VISHAY KEMET | STE
5361 | 6 |  | VR1,VR3 | CTAOOC | 2105122-2 | 3 | Standard | Each | 2.0 | REGULATOR AND REFERENCE VOLTAGE REGU INTERNAL OVERCURRENT LIMITING CIRCUITRY | 06921-LT1117CST-3.3#PBF 00495-REG1117-3.3G4 00036-LM1117MPX-3.3/NOPB 00495-LM1117MPX-3.3/NOPB | LINEAR TECHNOLOGY TEXAS INSTRUMENTS NATIONAL SEMICONDUCTOR TEXAS INSTRUMENTS | STE
5362 | 6 |  | VR2 | CTAOOC | 2105122-6 | 1 | Standard | Each | 1.0 | IC REG, LDO, +5V, 0.8A, LT1117, SOT223 | 06921-LT1117CST-5#PBF | LINEAR TECHNOLOGY | STE
5363 | 6 |  | C42,C43,C48,C50,C56 | CTAOOC | 46-302742P8 | 3 | Standard | Each | 5.0 | CAPACITOR FIXED 1u FARADS 35 VOLTS .138L .110W .075H 3528 SURFACE MOUNT DEVICE | 18981-293D105X9035B2TE3 08390-T491B105K035AT | VISHAY KEMET | STE
5364 | 6 |  | FL4,FL5 | CTAOOC | 46-312066P4 | 2 | Standard | Each | 2.0 | FERRITE BEAD 3.0A, 50OHM AT 100 MHZ SMT 1206 | 02862-BLM31PG500SN1 19114-HI1206T500R-10 | MURATA LAIRD TECHNOLOGIES | STE
5365 | 6 |  | J9 | CTAOOC | 46-289446P7 | 1 | Restricted | Each | 1.0 | CONNECTOR 2 CONTACTS 250 VOLTS 3 AMP SINGLE ROW, RIGHT ANGLE LOW PROFILE | 01525 70553-0001 | MOLEX | STE
5366 | 6 |  | J5-J7 | CTAOOC | 46-275208P2 | 2 | Restricted | Each | 3.0 | 003 CONT PCB MOUNT HSG RT ANGLE | 01525-70555-0072 | MOLEX | STE
5367 | 6 |  | J8 | CTAOOC | 2109908 | 7 | Standard | Each | 1.0 | CONNECTOR_NEW RECTANGULAR, D- 9 EACH D-SUBMINIATURE RIGHT ANGLE CONNECTOR FRONT METAL SHELL 9 PINS 747840-4 | 18996-5747840-4 01940-6E17-C-009-P-AJ-1-21 10099-09 68 163 5812 00214-D09P33E6GX00LF | TE CONNECTIVITY AMPHENOL HARTING FCI | STE
5368 | 6 |  | J2 | CTAOOC | 2106009-6 | 1 | Restricted | Each | 1.0 | CONNEC LOW-PROF TRANSI 10C HEAD STR | 01940 821-A010P-AM-A00 00214-75869-101LF 00266-N2510-6002RB 10099-09 18 510 6324 18996-5103308-1 | AMPHENOL FCI 3M (MINNESOTA MINING MFG) HARTING TE CONNECTIVITY | STE
5369 | 5 | 1 |  | CTASoftware | 5474007 | 2 | Release | Each | 1.0 | Precision THUNIS-800+ Intercom firmware |  |  | CCX
5370 | 4 | 12 |  | ECCCollectorPart | 5479475 | 1 | Release | Each | 1.0 | TIE Collector |  |  | HLE
5371 | 5 | 1 |  | CTAComponent | 5438938 | 1 | Release | Each | 40.0 | NYLON BINDING TIE CLAMP HellermannTyton T-50L tie wrap 383x4.8mm Max Bundle Dia 105mm |  |  | HLE
5372 | 5 | 2 |  | CTAComponent | 5461759 | 1 | Release | Each | 100.0 | NYLON BINDING TIE CLAMP KSS CV-180 tie wrap 180x3.6mm Max Bundle Dia 46mm |  |  | HLE
5373 | 3 | 10 |  | ECCCollectorPart | 5479447 | 6 | Release | Each | 1.0 | PT800+ 65KW 12IN II SYS Label collector |  |  | CCX
5374 | 4 | 22 |  | CTAComponent | 5439526-EN | 1 | Release | Each | 1.0 | Caution label1 |  |  | CCX
5375 | 4 | 7 |  | CTAComponent | 5442749-EN | 1 | Release | Each | 1.0 | Table gear warning label |  |  | CCX
5376 | 4 | 15 |  | CTAComponent | 5445163-EN | 1 | Release | Each | 1.0 | Caution label for footrest |  |  | CCX
5377 | 4 | 17 |  | CTAComponent | 5451205-EN | 2 | Release | Each | 1.0 | Operation Warning label |  |  | CCX
5378 | 4 | 19 |  | CTAComponent | 5456960-EN | 2 | Release | Each | 1.0 | Caution label 3 |  |  | CCX
5379 | 4 | 18 |  | CTAComponent | 5456190-EN | 2 | Release | Each | 1.0 | Caution label 2 |  |  | CCX
5380 | 4 | 23 |  | CTAComponent | 5497155 | 3 | Release | Each | 1.0 | PS800Refresh LATAM label |  |  | CCX
5381 | 5 | 1 |  | CTAComponent | 5497750 | 1 | Release | Each | 1.0 | Label sheet |  |  | CCX
5382 | 4 | 14 |  | CTAComponent | 5443538-EN | 1 | Release | Each | 1.0 | Danger label1 |  |  | CCX
5383 | 4 | 3 |  | CTAComponent | 5440265-EN | 1 | Release | Each | 1.0 | PDU Safety Warning |  |  | CCX
5384 | 4 | 2 |  | CTAComponent | 5438721-EN | 1 | Release | Each | 1.0 | Warning label for compressor |  |  | CCX
5385 | 4 | 10 |  | CTAComponent | 5442735 | 1 | Release | Each | 1.0 | generator rating plate |  |  | HLE
5386 | 5 | 1 |  | CTAComponent | 46-303268P1 | 10 | Release | Each | 1.0 | PRODUCT LOCATOR CARD FORM FOR RATING PLATES, PRINTED BY DUPLITECH | 25823-46-303268P1 | DL3 | CTZ
5387 | 4 | 5 |  | CTAComponent | 5449177 | 1 | Release | Each | 2.0 | HV Cable Label+ |  |  | HLE
5388 | 4 | 4 |  | CTAComponent | 5449450 | 2 | Release | Each | 1.0 | eIFU Label | 19212-5449450 | DURATECH | BAW
5389 | 4 | 12 |  | CTAComponent | 5453315 | 4 | Release | Each | 1.0 | Label ISO 7010-M002 for IEC V3 |  |  | HLE
5390 | 4 | 11 |  | CTAComponent | 5454509 | 1 | Release | Each | 1.0 | PDU rating plate |  |  | HLE
5391 | 5 | 1 |  | CTAComponent | 46-303268P1 | 10 | Release | Each | 1.0 | PRODUCT LOCATOR CARD FORM FOR RATING PLATES, PRINTED BY DUPLITECH | 25823-46-303268P1 | DL3 | CTZ
5392 | 4 | 9 |  | CTAComponent | 5446751 | 1 | Release | Each | 1.0 | console rating plate |  |  | HLE
5393 | 5 | 1 |  | CTAComponent | 46-303268P1 | 10 | Release | Each | 1.0 | PRODUCT LOCATOR CARD FORM FOR RATING PLATES, PRINTED BY DUPLITECH | 25823-46-303268P1 | DL3 | CTZ
5394 | 4 | 21 |  | CTAComponent | 5457744-EN | 1 | Release | Each | 1.0 | Danger label 2 |  |  | CCX
5395 | 4 | 1 |  | CTAComponent | 2132620 | 2 | Release | Each | 1.0 | EMC LABEL CLASS A GROUP 1 | 19212-201814 | DURATECH | PET
5396 | 4 | 20 |  | CTAComponent | 5456962-EN | 2 | Release | Each | 1.0 | Warning label1 |  |  | CCX
5397 | 4 | 6 |  | CTAComponent | 5462280 | 1 | Release | Each | 2.0 | HV Cable Label- |  |  | HLE
5398 | 4 | 8 |  | CTAComponent | 5459238 | 1 | Release | Each | 1.0 | table rating plate |  |  | HLE
5399 | 5 | 1 |  | CTAComponent | 46-303268P1 | 10 | Release | Each | 1.0 | PRODUCT LOCATOR CARD FORM FOR RATING PLATES, PRINTED BY DUPLITECH | 25823-46-303268P1 | DL3 | CTZ
5400 | 4 | 13 |  | CTAComponent | 5457728 | 5 | Release | Each | 1.0 | system rating plate 65KW |  |  | CCX
5401 | 5 | 1 |  | CTAComponent | 46-303268P1 | 10 | Release | Each | 7.0 | PRODUCT LOCATOR CARD FORM FOR RATING PLATES, PRINTED BY DUPLITECH | 25823-46-303268P1 | DL3 | CTZ
5402 | 3 | 13 |  | ECCCollectorPart | 5453387 | 3 | Release | Each | 1.0 | Manual kit for Precision THUNIS-800+ |  |  | HLE
5403 | 4 | 2 |  | CTATechnicalPublication | 5445574-1EN | 4 | Release | Each | 1.0 | Precision THUNIS-800+ OPERATOR MANUAL - English |  |  | HLE
5404 | 4 | 1 |  | CTATechnicalPublication | 5442442-1EN | 4 | Release | Each | 1.0 | Precision THUNIS-800+ Pre-Installation manual |  |  | HLE
5405 | 4 | 4 |  | CTATechnicalPublication | 5458232-1EN | 5 | Release | Each | 1.0 | Precision THUNIS-800+ Service Manual - Class A |  |  | HLE
5406 | 4 | 3 |  | CTAComponent | 5445574-299 | 4 | Release | Each | 1.0 | Precision THUNIS-800+ OPERATOR MANUAL - CD |  |  | HLE
5407 | 3 | 5 |  | ECCCollectorPart | 5458225 | 8 | Release | Each | 1.0 | PSTM800 Integrated Console for Precision THUNIS-800+ |  |  | CCX
5408 | 4 | 4 |  | CTAAssembly | 5458964 | 8 | Release | Each | 1.0 | Console desk assembly |  |  | CCX
5409 | 5 | 1 |  | CTAComponent | 1000-M5C030-31 | 3 | Release | Each | 4.0 | Hexagon Socket Head Cap Screw, M5-0.8, X30mm Long, A2-70 Stainless Steel, Passivate, RoHS Fastener | 11060-M5C30KCSSJ/912 24140-M5/30/HHA2BL/PAS 20589-MS2540030A20000 A0996-1233327 10487-5100200-5+30 | ANIXTER TR FORMAC DIV OF TR FASTENINGS FASTENAL COMPANY BOSSARD OHTA | STM
5410 | 5 | 5 |  | CTAAssembly | 5448909 | 6 | Release | Each | 1.0 | Desk assembly |  |  | CCX
5411 | 6 | 2 |  | CTAComponent | 1007-M4C010-14 | 2 | Release | Each | 35.0 | Phillips Pan Head Screw, ISO 7045, M4-0.7, X10mm Long, Grade 4.8 Steel, Zinc Plated, RoHS Fastener | 11060-M4C10MXPSTZ6/7985 20589-10948-03570 24140-M4/10/PPSTMC/TC1/ISO7045 | ANIXTER FASTENAL COMPANY TR FORMAC DIV OF TR FASTENINGS | STM
5412 | 6 | 3 |  | CTAComponent | 1010-M4C010-14 | 2 | Release | Each | 2.0 | Phillips Flat Head Screw, ISO 7046, M4-0.7, X10mm Long, Grade 4.8 Steel, Zinc Plated, RoHS Fastener | 20589-10948-03508 11060-M4C10MXFSTZ6/965A 24140-M4/10/KPSTMC/TC1/DIN965 | FASTENAL COMPANY ANIXTER TR FORMAC DIV OF TR FASTENINGS | STM
5413 | 6 | 1 |  | CTAComponent | 1007-M3C008-14 | 2 | Release | Each | 4.0 | Phillips Pan Head Screw, ISO 7045, M3-0.5, X8mm Long, Grade 4.8 Steel, Zinc Plated, RoHS Fastener | 20589-10948-03564 11060-M3C8MXPSTZ6/7985 24140-M3/8/PPSTMC/TC1/ISO7045 A0996-BN 384 M3 x 8mm CR6+FREE 24432-91188 | FASTENAL COMPANY ANIXTER TR FORMAC DIV OF TR FASTENINGS BOSSARD FASTENAL | STM
5414 | 6 | 7 |  | CTAComponent | 2106-M3-05 | 2 | Release | Each | 4.0 | Spring Lock Washer with Flat Ends JIS B1251, M3, Spring Steel, Zinc Plated, Rohs Fastener | 24140-MEP M3/SPSTWA/TC1D/JIS B1251 | TR FORMAC DIV OF TR FASTENINGS | STM
5415 | 6 | 5 |  | CTAComponent | 2000-M4-03 | 3 | Release | Each | 29.0 | FLAT WASHER - NORMAL SERIES, ISO 7089, M4 CLASS 200H STEEL, ZINC PLATED RoHS FASTENER | 24140-M4/-/PWSTWA/TC1/DIN125 10487-2000-M4-03 A0996-BN 343 M4 CR6+FREE 24432-11103691 11060-M4NWSFSTZ6/125ATP | TR FORMAC DIV OF TR FASTENINGS OHTA BOSSARD FASTENAL ANIXTER | STM
5416 | 6 | 6 |  | CTAComponent | 2001-M5-02 | 3 | Release | Each | 2.0 | Large Flat Washer, ISO7093, M5, Steel 140HV, Zinc Plated, RoHS Fastener | 20589-10948-03468 11060-M5NWFESTZ6/9021B A0996-BN 729 M5 CR6+FREE 24140-M5/-/PWSTWA/TC1/DIN9021 | FASTENAL COMPANY ANIXTER BOSSARD TR FORMAC DIV OF TR FASTENINGS | STM
5417 | 6 | 4 |  | CTAComponent | 2000-M3-03 | 2 | Release | Each | 4.0 | WASHER PLAIN - LARGE 3.2 MM 7 MM , HV200, Steel, Zinc plate RoHS Washer | 10487-2000-M3-03 23983-6083737 24140-200-M3-03 | OHTA BOSSARD CHINA TR FORMAC DIV OF TR FASTENINGS | STM
5418 | 6 | 18 |  | CTAComponent | 5457946 | 1 | Release | Each | 2.0 | RICHCO FTH-7A1-RT FLAT TIE HOLDER 25.4x25.4x7.1mm, ACCOMODATES 5x2mm |  |  | HLE
5419 | 6 | 20 |  | CTAComponent | 5491252 | 1 | Release | Each | 1.0 | Desk copper grounding bar |  |  | CCX
5420 | 6 | 19 |  | CTAAssembly | 5473935 | 4 | Release | Each | 1.0 | Intercom Board Assembly |  |  | CCX
5421 | 7 | 2 |  | CTACircuitBoard | 5451492 | 4 | Release | Each | 1.0 | Intercom Board PWA |  |  | CCX
5422 | 8 |  | CR13, CR14 | CTAComponent | 5483033 | 1 | Release | Each | 2.0 | ULTRA LOW CAPACITANCE TVS ARRAY of 24V STAND-OFF VOLTAGE |  |  | HLE
5423 | 8 |  | U8 | CTAOOC | 5454247 | 2 | Not Recommended | Each | 1.0 | CONVERTER DAC, 24BIT, 192 KHZ, 2CHANNELS PER PKG, TSSOP10, UNKNOWN WHISKER RISK | 26334-CS4344-CZZ | CIRRUS LOGIC INC. | STE
5424 | 8 |  | U1 | CTAOOC | 2142461 | 2 | Restricted | Each | 1.0 | AMPLIFIER OP AMP OP284 DUAL AMPLIFIER_NEW OP AMP PRECISION RAIL-TO-RAIL INPUT and OUTPUT OP284 S08 | 01649-OP284FSZ | ANALOG DEVICES | STE
5425 | 8 |  | C2,C6,C22,C37,C52,C58,C63,C68 | CTAOOC | 2183937-10 | 3 | Standard | Each | 8.0 | CAPA TANT 10UF 10% 25V 6032 | 08390-T491C106K025AT 08390-B45196H5106K30 18981-293D106X9025C2TE3 19214-TAJC106K025RNJ | KEMET KEMET VISHAY AVX/KYOCERA | STE
5426 | 8 |  | J4 | CTAOOC | 2115384-2 | 2 | Standard | Each | 1.0 | FASTON TAB, 6.3X0.8MM, STRAIGHT, 5.08MM PITCH, PWB3.2, TINNED | 04947-1287 18996-1217056-1 | KEYSTONE ELECTRONICS CORP TE CONNECTIVITY | STE
5427 | 8 |  | FL2 | CTAComponent | 5482604 | 1 | Release | Each | 1.0 | CHIP EMIFIL Capacitor Type |  |  | HLE
5428 | 8 |  | R57 | CTAOOC | 5160167 | 2 | Standard | Each | 1.0 | RESISTOR, 0R, THICK FILM, 2512, 2A, 0.05 OHM | 18981-CRCW25120000Z0E 11962-RC2512JK-070RL 06725-RK73Z3AT 02254-MCR100JZHJ000 | VISHAY YAGEO KOA ROHM | STE
5429 | 8 |  | R10,R47-R54 | CTAOOC | 2234757-15 | 3 | Standard | Each | 9.0 | RESISTOR 22R1 1% 100MW 0603 THICK-FI | 02254-MCR03EZPFX22R1 00078-CR0603FX22R1ELF 18981-CRCW060322R1FKE 06725-RK73H1JTTD22R1F 11962-RC0603FR-0722R1L 05498-MC060322R1FTW 00006-WCR0603LF22R1F | ROHM BOURNS VISHAY KOA YAGEO RCD COMPONENTS INC. IRC | STE
5430 | 8 |  | U3,U15 | CTAOOC | 2196877-3 | 6 | Standard | Each | 2.0 | IC, LOGIC, 74LVC-LCX04, TSSOP14 | 18846-MC74LCX04DTG 19638-LVC04BTELL-E 00352 74LVC04APW 00495-SN74LVC04APWE4 00495-SN74LVC04APW | ON SEMICONDUCTOR RENESAS TECHNOLOGY CORP NXP (FORMERLY PHILIPS COMPONEN TEXAS INSTRUMENTS TEXAS INSTRUMENTS | STE
5431 | 8 |  | U12 | CTAOOC | 2211252-9 | 2 | Standard | Each | 1.0 | LOGIC 74AHC-VHC125 TSSOP14 | 00495-SN74AHC125PWE4 18846-MC74VHC125DTR2G | TEXAS INSTRUMENTS ON SEMICONDUCTOR | STE
5432 | 8 |  | CR1,CR2 | CTAOOC | 2224981-8 | 1 | Standard | Each | 2.0 | SEMICONDUCTOR, DIODE 130VOLTS 1M AMPS UNIDIRECTIONAL, SMB DO-214AA | 18981-P6SMB130A-E3 18846-P6SMB130AT3G | VISHAY ON SEMICONDUCTOR | STE
5433 | 8 |  | TP1-TP9 | CTAOOC | 2233921 | 2 | Standard | Each | 9.0 | TEST POINT, SMD 1005 | 04947 5015 ZZC70-TP-108-02-1-T | KEYSTONE ELECTRONICS CORP COMPONENTS CORPORATION | STE
5434 | 8 |  | U7 | CTAOOC | 2196877-40 | 2 | Standard | Each | 1.0 | LOGIC LVC-LCX 125 TSSOP | 00124-74LVC125ATTR 18846-MC74LCX125DTG 00352 74LVC125APW 00495-SN74LVC125APWRE4 00124-74LCX125TTR | ST MICROELECTRONICS ON SEMICONDUCTOR NXP (FORMERLY PHILIPS COMPONEN TEXAS INSTRUMENTS ST MICROELECTRONICS | STE
5435 | 8 |  | C84 | CTAOOC | 2187496-100 | 1 | Standard | Each | 1.0 | CAPACITOR CERAMIC, NPO, 2.7NF, 1Percent, 50V, SMD 0805 | 18981-VJ0805A272FXAA 12361-0805J0500272FC 08390-C0805C272F5GAC 19214-08055A272FAT2A | VISHAY SYFER TECHNOLOGY LIMITED KEMET AVX/KYOCERA | STE
5436 | 8 |  | C5,C31,C45 | CTAOOC | 2183937-15 | 4 | Standard | Each | 3.0 | CAPA TANT 100UF 10% 10V 7343 | 08390-T491D107K010AT 08390-B45196H2107K40 00042-293D107X9010D2TE3 19214-TAJD107K010RNJ | KEMET KEMET VISHAY SPRAGUE AVX/KYOCERA | STE
5437 | 8 |  | C107 | CTAOOC | 2235239-4 | 2 | Standard | Each | 1.0 | CAPACITOR X7R 22NF 10% 25V 0603 | 19214-06033C223KAT 11962-CC0603KRX7R8BB223 18981-VJ0603Y223KXX 08390 C0603C223K3RAC 03041-C1608X7R1E223K | AVX/KYOCERA YAGEO VISHAY KEMET TDK | STE
5438 | 8 |  | C3,C4,C7-C21,C23,C25-C27,C33,C34,C39-C41,C47,C49,C64-C67,C69,C71-C74,C80,C82,C94-C97,C99-C102 | CTAOOC | 2235239-6 | 2 | Standard | Each | 47.0 | CAPACITOR X7R 100NF 10% 16V 0603 | 08390 C0603C104K4RAC 18981-VJ0603Y104KXJ 11962-CC0603KRX7R7BB104 19214-0603YC104KAT | KEMET VISHAY YAGEO AVX/KYOCERA | STE
5439 | 8 |  | C90,C91 | CTAOOC | 2235238-8 | 1 | Standard | Each | 2.0 | CAPA NPO 1NF 5% 25V 0603 | 19214-06033A102JAT 11962-CC0603JRNPO8BN102 | AVX/KYOCERA YAGEO | STE
5440 | 8 |  | C44 | CTAOOC | 2235238-28 | 3 | Standard | Each | 1.0 | CAPACITOR 180P, 1 percent, 50V, CERAMIC, C0G NPO, 0603 | 19214-06035A181FAT 11623-NMC0603NPO181F50TRPF 11962-CC0603FRNPO9BN181 18981-VJ0603A181FXA 02862-GRM1885C1H181FA01 | AVX/KYOCERA NIC COMPONENTS CORPORATION YAGEO VISHAY MURATA | STE
5441 | 8 |  | C1,C29,C36,C55,C60-C62,C103-C106 | CTAOOC | 2235239-3 | 6 | Standard | Each | 11.0 | CAPACITOR X7R 10NF 10 PERCENT 50V 0603 | 08390 C0603C103K5RAC 03041 C1608X7R1H103K 18981-VJ0603Y103KXA 11962-CC0603KRX7R9BB103 03041-C1608X7R1H103K080AA 19214-06035C103KAT | KEMET TDK VISHAY YAGEO TDK AVX/KYOCERA | STE
5442 | 8 |  | C77 | CTAOOC | 2235238-6 | 3 | Standard | Each | 1.0 | CAPA NPO 220PF 5% 50V 0603 | 11962-CC0603JRNPO9BN221 08390 C0603C221J5GAC 00401-CEC14CW 220PF 5% 63V 03041-C1608C0G1H221J 18981-VJ0603A221JXA 03041-C1608C0G1H221J080AA | YAGEO KEMET EUROFARAD TDK VISHAY TDK | STE
5443 | 8 |  | C30,C38 | CTAOOC | 2235238-2 | 5 | Standard | Each | 2.0 | CAPA NPO 10PF 5% 50V 0603 | 00401-CEC14CW 10PF 5% 63V 03041-C1608C0G1H100D 19214-06035A100JAT 18981-VJ0603A100JXA 08390-C0603C100J5GAC 11962-CC0603JRNPO9BN100 03041-C1608C0G1H100D080AA | EUROFARAD TDK AVX/KYOCERA VISHAY KEMET YAGEO TDK | STE
5444 | 8 |  | R58,R60-R63,R67 | CTAOOC | 2292664-40 | 5 | Standard | Each | 6.0 | RESISTOR, 4K70, 0.1Percent, 63MW, THIN FILM, 25PPM, 0603 | 05498-BLU0603-4701-BT25W 10302-RNCF16-T9-4.70K-0.1% 18981-TNPW06034K70BEE 11962-RT0603BRD074K7L 00006-PCF-W0603LF-03-4701-B 06725-RN731JTTD4701B25 10302-RNCF0603BTE4K70 | RCD COMPONENTS INC. SEI VISHAY YAGEO IRC KOA SEI | STE
5445 | 8 |  | U9 | CTAOOC | 2252400-4 | 1 | Restricted | Each | 1.0 | POWER SUPPLY 5 VOLTS 306m AMPS 5 VOL REGULATED, 1000V ISOLATION, SO-28 | 00495-DCR010505UE4 | TEXAS INSTRUMENTS | STE
5446 | 8 |  | S1 | CTAOOC | 2253364-2 | 3 | Not Recommended | Each | 1.0 | SURFACE MOUNT DIP SWITCH, 4 POSITION GULL WING WITH POLYIMIDE TAPE SEAL MACHINE-INSERTABLE. WARNING: Unknown Whisker Risk | 05229-90HBW04PRT 00031-219004MST | GRAYHILL CTS CORP | STE
5447 | 8 |  | DS1-DS7 | CTAOOC | 2279219-2 | 1 | Standard | Each | 7.0 | LED GREEN LTST-C190G 0603 SMD | 18802 AP1608SGC 00941 HSMG-C190 11520 LTST-C190GKT 09050 PG1111C | KINGBRIGHT AVAGO TECHNOLOGIES LITE-ON STANLEY ELECTRIC CO LTD | STE
5448 | 8 |  | R73 | CTAOOC | 2292664-9 | 4 | Standard | Each | 1.0 | RESISTOR 10K OHMS .1 PERCENT, 0603 SMT 62.5 MW, 50 V MAX WORKING VOLTAGE | 06725-RN731JTTD1002B25 00006-PFC-W0603LF-03-1002-B 18981-TNPW060310K0BEE | KOA IRC VISHAY | STE
5449 | 8 |  | C88,C89 | CTAOOC | 2235239-21 | 2 | Standard | Each | 2.0 | CAPACITOR 0.22U, 10 PERCENT, 25V, CERAMIC, X7R, 0603 | 02862-GRM188R71E224KA88 11962-CC0603KRX7R8BB224 03041-C1608X7R1E224K 08390-C0603C224K3RAC 03041-C1608X7R1E224K080AC | MURATA YAGEO TDK KEMET TDK | STE
5450 | 8 |  | R68,R71 | CTAOOC | 2236238 | 2 | Standard | Each | 2.0 | RESISTOR, 0 OHM, THICK FILM, 0603, 1A, 0.05 OHM MAX | 02254-MCR03EZPJ000 18981-CRCW06030000Z0E 00078-CR0603J/000ELF 05498-ZC0603TW 06725-RK73Z1JT 11962-RC0603JR-070RL | ROHM VISHAY BOURNS RCD COMPONENTS INC. KOA YAGEO | STE
5451 | 8 |  | C109,C110 | CTAOOC | 2235239-14 | 1 | Standard | Each | 2.0 | CAPACITOR 33N, 10percent, 25V, CERAMIC, X7R, C0603 UM33nCC | 18981-VJ0603Y-333K-XX 08390-C0603C333K3RAC 19214-0603-3C-333-KAT | VISHAY KEMET AVX/KYOCERA | STE
5452 | 8 |  | R1-R4,R7-R9,R11,R13-R15,R17,R18,R20,R22-R24,R26,R30-R32,R34,R39,R55,R56,R79,R82-R85 | CTAOOC | 2324551-19 | 3 | Standard | Each | 30.0 | RESISTOR 2k OHMS 1 % .1 WATTS SMT 0603 THICK FILM | 06725-RK73H1JTTD2001F 11962-RC0603FR-072KL 18981-CRCW06032K00FKE 02254 MCR03EZPFX2001 00006-WCR0603LF2001F 05498-MC06032001FTW 10302-RMCF0603FT2K00 | KOA YAGEO VISHAY ROHM IRC RCD COMPONENTS INC. SEI | STE
5453 | 8 |  | R80,R81 | CTAOOC | 2324551-20 | 4 | Standard | Each | 2.0 | RESISTOR 20k OHMS 1 PERCENT .1 WATTS SMT 0603 THICK FILM | 11962-RC0603FR-0720KL 06725-RK73H1JTTD2002F 18981-CRCW060320K0FKE 00006-WCR0603LF2002F 02254 MCR03EZPFX2002 05498-MC06032002FTW 10302-RMCF0603FT20K0 | YAGEO KOA VISHAY IRC ROHM RCD COMPONENTS INC. SEI | STE
5454 | 8 |  | R37,R69 | CTAOOC | 2324551-39 | 3 | Standard | Each | 2.0 | RESISTOR 4.99k OHMS 1 % .1 WATTS SMT 0603 THICK FILM | 18981-CRCW06034K99FKE 11962-RC0603FR-074K99L 00006-WCR0603LF4991F 05498-MC06034991FTW 06725-RK73H1JTTD4991F 02254 MCR03EZPFX4991 10302-RMCF0603FT4K99 | VISHAY YAGEO IRC RCD COMPONENTS INC. KOA ROHM SEI | STE
5455 | 8 |  | R5,R6,R45 | CTAOOC | 2324551-4 | 4 | Standard | Each | 3.0 | RESISTOR 10k OHMS 1 PERCENT .1 WATTS SMT 0603 THICK FILM | 02254 MCR03EZPFX1002 06725-RK73H1JTTD1002F 10302-RMCF1/16-10K-1percent 00006-WCR0603LF1002F 18981-CRCW060310K0FKE 05498-MC06031002FTW 11962-RC0603FR-0710KL 10302-RMCF0603FT10K0 | ROHM KOA SEI IRC VISHAY RCD COMPONENTS INC. YAGEO SEI | STE
5456 | 8 |  | R66 | CTAOOC | 2324551-18 | 3 | Standard | Each | 1.0 | RESISTOR 200 OHMS 1 PERCENT .1 WATTS SMT 0603 THICK FILM | 11962-RC0603FR-07200RL 06725-RK73H1JTTD2000F 00006-WCR0603LF2000F 05498-MC06032000FTW 02254-MCR03EZPFX2000 18981-CRCW0603200RFKE 10302-RMCF0603FT200R | YAGEO KOA IRC RCD COMPONENTS INC. ROHM VISHAY SEI | STE
5457 | 8 |  | R33,R59 | CTAOOC | 2324551-3 | 3 | Standard | Each | 2.0 | RESISTOR 1k OHMS 1 PERCENT .1 WATTS SMT 0603 THICK FILM | 00006-WCR0603LF1001F 06725-RK73H1JTTD1001F 05498-MC06031001FTW 02254 MCR03EZPFX1001 11962-RC0603FR-071KL 18981-CRCW06031K00FKE 10302-RMCF0603FT1K00 | IRC KOA RCD COMPONENTS INC. ROHM YAGEO VISHAY SEI | STE
5458 | 8 |  | FL1,FL3,FL6-FL8 | CTAOOC | 2306384-3 | 1 | Standard | Each | 5.0 | FERRITE BEAD, 120 OHM at 100 MHZ, 150 MA RATING, 0603 PACKAGE | 18981-ILHB-0603ER121V | VISHAY | STE
5459 | 8 |  | R75-R78 | CTAOOC | 2324551-317 | 2 | Standard | Each | 4.0 | RESISTOR 51.1 OHMS 1 % .1 WATTS SMT 0603 THICK FILM | 02254 MCR03EZPFX51R1 11962-RC0603FR-0751R1L 00006-WCR0603LF51R1F 05498-MC060351R1FTW 18981-CRCW060351R1FKE 06725-RK73H1JTTD51R1F 10302-RMCF0603FT51R1 | ROHM YAGEO IRC RCD COMPONENTS INC. VISHAY KOA SEI | STE
5460 | 8 |  | R74 | CTAOOC | 2324551-333 | 2 | Standard | Each | 1.0 | RESISTOR 475 OHMS 1percent .1 WATTS SMT 0603 THICK FILM | 11962-RC0603FR-07475RL 18981-CRCW0603475RFKE 00078-CR0603FX4750ELF 05498-MC06034750FTW 06725-RK73H1JTTD4750F 02254-MCR03EZPFX4750 00006-WCR0603LF4750F 10302-RMCF0603FT475R | YAGEO VISHAY BOURNS RCD COMPONENTS INC. KOA ROHM IRC SEI | STE
5461 | 8 |  | R27 | CTAOOC | 2324551-91 | 2 | Standard | Each | 1.0 | RESISTOR 2.21k OHMS 1 % .1 WATTS SMT 0603 THICK FILM | 00006-WCR0603LF2211F 11962-RC0603FR-072K21L 05498-MC06032211FTW 02254 MCR03EZPFX2211 06725-RK73H1JTTD2211F 18981-CRCW06032K21FKE 10302-RMCF0603FT2K21 | IRC YAGEO RCD COMPONENTS INC. ROHM KOA VISHAY SEI | STE
5462 | 8 |  | R70 | CTAOOC | 2324551-163 | 2 | Standard | Each | 1.0 | RESISTOR 121k OHMS 1 % .1 WATTS SMT 0603 THICK FILM | 02254 MCR03EZPFX1213 06725-RK73H1JTTD1213F 00006-WCR0603LF1213F 11962-RC0603FR-07121KL 18981-CRCW0603121KFKE 05498-MC06031213FTW 10302-RMCF0603FT121K | ROHM KOA IRC YAGEO VISHAY RCD COMPONENTS INC. SEI | STE
5463 | 8 |  | R72 | CTAOOC | 2324551-193 | 2 | Standard | Each | 1.0 | RESISTOR 274k OHMS 1 % .1 WATTS SMT 0603 THICK FILM | 18981-CRCW0603274KFKE 05498-MC06032743FTW 11962-RC0603FR-07274KL 00006-WCR0603LF2743F 02254 MCR03EZPFX2743 06725-RK73H1JTTD2743F 10302-RMCF0603FT274K | VISHAY RCD COMPONENTS INC. YAGEO IRC ROHM KOA SEI | STE
5464 | 8 |  | R64,R65 | CTAOOC | 2324551-59 | 3 | Standard | Each | 2.0 | RESISTOR 121 OHMS 1 PERCENT .1 WATTS SMT 0603 THICK FILM | 00006-WCR0603LF1210F 06725-RK73H1JTTD1210F 11962-RC0603FR-07121RL 02254 MCR03EZPFX1210 18981-CRCW0603121RFKE 05498-MC06031210FTW 10302-RMCF0603FT121R | IRC KOA YAGEO ROHM VISHAY RCD COMPONENTS INC. SEI | STE
5465 | 8 |  | R12,R16,R19,R21,R25,R28,R29 | CTAOOC | 2324551-54 | 3 | Standard | Each | 7.0 | RESISTOR 511 OHMS 1 % .1 WATTS SMT 0603 THICK FILM | 18981-CRCW0603511RFKE 00006-WCR0603LF5110F 02254 MCR03EZPFX5110 11962-RC0603FR-07511RL 06725-RK73H1JTTD5110F 05498-MC06035110FTW 10302-RMCF0603FT511R | VISHAY IRC ROHM YAGEO KOA RCD COMPONENTS INC. SEI | STE
5466 | 8 |  | J3 | CTAOOC | 2402275 | 2 | Restricted | Each | 1.0 | CONNECTOR 5.08MM MSTB-GF, 1X2POS HEADER, RIGHT ANGLE, SCREW LOCK, TINNED, PWB2.4 | 11675 1776508 | PHOENIX CONTACTS | STE
5467 | 8 |  | C78,C79,C81,C83,C86,C87 | CTAOOC | 2385110-2 | 2 | Not Recommended | Each | 6.0 | CAPACITOR CERAMIC, X5R, 1UF, 10Percent, 25V, 0805 | 19214-08053D105KAT 08390-C0805C105K3PAC 02862-GRM216R61E105KA12 | AVX/KYOCERA KEMET MURATA | STE
5468 | 8 |  | C24,C28,C32,C54,C98,C108,C111-C112 | CTAOOC | 2385111 | 4 | Not Recommended | Each | 8.0 | CAPACITOR CERAMIC, X5R, 1UF, 10Percent, 10V, SMD 0603 | 07092-ECJ1VB1A105K 19214-CM105X5R105K10A 03041-C1608X5R1A105K 02862-GRM188R61A105KA61 03041-C1608X5R1A105K080AC | PANASONIC AVX/KYOCERA TDK MURATA TDK | STE
5469 | 8 |  | C85 | CTAOOC | 2385569-5 | 3 | Standard | Each | 1.0 | CAPACITOR CERAMIC, X5R, 10UF, 10Percent, 25V, SMD 1210 | 03041-C3225X5R1E106K 08390-C1210C106K3PAC 19214-CM32X5R106K25A 19214-12103D106KAT 03041-C3225X5R1E106K250AA | TDK KEMET AVX/KYOCERA AVX/KYOCERA TDK | STE
5470 | 8 |  | U10,U11 | CTAOOC | 2384570-2 | 1 | Standard | Each | 2.0 | OPTOELECTRONICS DIGITAL ISOLATOR 3.3V AND 5V TTL-CMOS COMPATIBLE, SO8 | 01649 ADUM1100BRZ | ANALOG DEVICES, INC. ANALOG DEVICES | STE
5471 | 8 |  | FL12,FL13 | CTAOOC | 2381824 | 1 | Standard | Each | 2.0 | FERRIT CHIP Z330 100MHZ 1.5A 0805 | 03041 MPZ2012S331A 02862 BLM21PG331SN1 | TDK MURATA | STE
5472 | 8 |  | L2,L3 | CTAOOC | 2367026-2 | 1 | Standard | Each | 2.0 | INDUCTOR NEW POWER 33U HENRYS 5 AMPS SMT SHIELDED PACKAGE | 00078-SRR1806-330M 07200-DS5022P-333MT | BOURNS COILCRAFT | STE
5473 | 8 |  | U2 | CTAOOC | 5128730-10 | 1 | Standard | Each | 1.0 | IC EPLD EPM1270, 1270 LE, 116 I-O, VCCINT 3.3V 2.5V, VCCIO 3.3V TO 1.5V, SPEED GRADE 5, TQFP144 | 10208-EPM1270T144C5N | ALTERA | STE
5474 | 8 |  | C75,C76,C92,C93 | CTAOOC | 5146178 | 4 | Standard | Each | 4.0 | CAPACITOR 0.47U, 10 percent, 16V, CERAMIC, X7R, 1608,U1600CS | 02862-GRM188R71C474KA88 03041-C1608X7R1C474K 08390-C0603C474K4RAC 03041-C1608X7R1C474K080AC | MURATA TDK KEMET TDK | STE
5475 | 8 |  | U17 | CTAOOC | 5151368-2 | 3 | Restricted | Each | 1.0 | LINEAR AMPLIFIER, 6.5-W MONO CLASS-D AUDIO POWER AMPLIFIER, 1 PER PKG, 20KHZ, 50MV OFFSET, TSSOP | 00495-TPA3007D1PWG4 00495-TPA3007D1PW | TEXAS INSTRUMENTS TEXAS INSTRUMENTS | STE
5476 | 8 |  | D1-D3 | CTAOOC | 5224726-2 | 1 | Standard | Each | 3.0 | DIODE, RECTIFIER, MURS120, 1A, 200V, 25NS REVERSE RECOVERY, SMB-J | 18846-MURS120T3G 18981-MURS120-E3 00037-MURS120-13-F | ON SEMICONDUCTOR VISHAY DIODES INC. | STE
5477 | 8 |  | CR17, CR22, CR23-CR24 | CTAOOC | 2408243-2 | 1 | Restricted | Each | 4.0 | DIODE, TVS, BIDIRECTIONAL, 350W PEAK, 13.3V VZ, 11A PEAK, GBLC12C, SOD323 PACKAGE | 10289-GBLC12C-LF | PROTEK DEVICES | STE
5478 | 8 |  | J1 | CTAOOC | 5124823 | 2 | Restricted | Each | 1.0 | CONNECTOR HEADER, 3 CONTACTS, PIN, RIGHT-ANGLE, 5A, 3MM PITCH, | 01525-43650-0302 | MOLEX | STE
5479 | 8 |  | CR3-CR12 | CTAOOC | 2408243 | 1 | Restricted | Each | 10.0 | U1813HE SEMICONDUCTOR DIODE 5 VOLTS 5U AMPS | 10289-GBLC05C-LF | PROTEK DEVICES | STE
5480 | 8 |  | Y1 | CTAOOC | 5409769 | 1 | Standard | Each | 1.0 | OSCILLATOR, 24.576 MHZ, 3.3V, CMOS, 50PPM, -10C TO 70C, 3.2X2.5MM SMT PACKAGE | 19214-KC3225A24.5760C30E00 19133-EB13E2D2H-24.576M 11682-SM4445TV-24.576M | AVX/KYOCERA ECLIPTEK PLETRONICS | STE
5481 | 8 |  | U6 | CTAComponent | 5450428 | 1 | Release | Each | 1.0 | 98dB,96kHz,Multi-Bit Audio AD Converter |  |  | HLE
5482 | 8 | 1 |  | CTACircuitBoard | 5451490 | 1 | Release | Each | 1.0 | PWB for Intercom Board |  |  | HLE
5483 | 8 |  | FL9,FL10 | CTAOOC | 5366219 | 1 | Restricted | Each | 2.0 | MAGNETICS, EMI COMMON MODE CHOKE, 2KOHMS AT 100MHZ, 200MA, 50V, 5X3.3MM SMD PACKAGE | 00078-DR221-333AE | BOURNS | STE
5484 | 8 |  | U4 | CTAOOC | 5394889 | 2 | Standard | Each | 1.0 | IC, AD CONVERTER, 12BITS, 4CHANNELS INPUT, SAR, T AND H, 0.5 TO 1MSPS, SERIAL OUT, 3V TO 5V VCC, ADC124S101C, MSOP10, 85C | 00036-ADC124S101CIMM/NOPB 00495-ADC124S101CIMM/NOPB | NATIONAL SEMICONDUCTOR TEXAS INSTRUMENTS | STE
5485 | 8 |  | U13,U14 | CTAOOC | 5268503-2 | 1 | Standard | Each | 2.0 | IC, TRANSCEIVER RS485-422, SINGLE, HALF DUPLEX, 16MBPS, 5V, MAX13088E, 15KV ESD PROT, SO8 | 07438-MAX13088ECSA+ 20003-SN65HVD3088EDG4 | MAXIM INTEGRATED PRODUCTS TEXAS INSTRUMENT INC. | STE
5486 | 8 |  | C70 | CTAOOC | 46-312294P3 | 3 | Restricted | Each | 1.0 | CAPACITOR TANTALUM, 3.3UF, 10Percent, 16V, SMD 3528 | 18981-293D335X9016B2TE3 08390-T491B335K016AT | VISHAY KEMET | STE
5487 | 8 |  | VR1,VR3 | CTAOOC | 2105122-2 | 3 | Standard | Each | 2.0 | REGULATOR AND REFERENCE VOLTAGE REGU INTERNAL OVERCURRENT LIMITING CIRCUITRY | 06921-LT1117CST-3.3#PBF 00495-REG1117-3.3G4 00036-LM1117MPX-3.3/NOPB 00495-LM1117MPX-3.3/NOPB | LINEAR TECHNOLOGY TEXAS INSTRUMENTS NATIONAL SEMICONDUCTOR TEXAS INSTRUMENTS | STE
5488 | 8 |  | VR2 | CTAOOC | 2105122-6 | 1 | Standard | Each | 1.0 | IC REG, LDO, +5V, 0.8A, LT1117, SOT223 | 06921-LT1117CST-5#PBF | LINEAR TECHNOLOGY | STE
5489 | 8 |  | C42,C43,C48,C50,C56 | CTAOOC | 46-302742P8 | 3 | Standard | Each | 5.0 | CAPACITOR FIXED 1u FARADS 35 VOLTS .138L .110W .075H 3528 SURFACE MOUNT DEVICE | 18981-293D105X9035B2TE3 08390-T491B105K035AT | VISHAY KEMET | STE
5490 | 8 |  | FL4,FL5 | CTAOOC | 46-312066P4 | 2 | Standard | Each | 2.0 | FERRITE BEAD 3.0A, 50OHM AT 100 MHZ SMT 1206 | 02862-BLM31PG500SN1 19114-HI1206T500R-10 | MURATA LAIRD TECHNOLOGIES | STE
5491 | 8 |  | J9 | CTAOOC | 46-289446P7 | 1 | Restricted | Each | 1.0 | CONNECTOR 2 CONTACTS 250 VOLTS 3 AMP SINGLE ROW, RIGHT ANGLE LOW PROFILE | 01525 70553-0001 | MOLEX | STE
5492 | 8 |  | J5-J7 | CTAOOC | 46-275208P2 | 2 | Restricted | Each | 3.0 | 003 CONT PCB MOUNT HSG RT ANGLE | 01525-70555-0072 | MOLEX | STE
5493 | 8 |  | J8 | CTAOOC | 2109908 | 7 | Standard | Each | 1.0 | CONNECTOR_NEW RECTANGULAR, D- 9 EACH D-SUBMINIATURE RIGHT ANGLE CONNECTOR FRONT METAL SHELL 9 PINS 747840-4 | 18996-5747840-4 01940-6E17-C-009-P-AJ-1-21 10099-09 68 163 5812 00214-D09P33E6GX00LF | TE CONNECTIVITY AMPHENOL HARTING FCI | STE
5494 | 8 |  | J2 | CTAOOC | 2106009-6 | 1 | Restricted | Each | 1.0 | CONNEC LOW-PROF TRANSI 10C HEAD STR | 01940 821-A010P-AM-A00 00214-75869-101LF 00266-N2510-6002RB 10099-09 18 510 6324 18996-5103308-1 | AMPHENOL FCI 3M (MINNESOTA MINING MFG) HARTING TE CONNECTIVITY | STE
5495 | 7 | 1 |  | CTASoftware | 5474007 | 2 | Release | Each | 1.0 | Precision THUNIS-800+ Intercom firmware |  |  | CCX
5496 | 6 | 17 |  | CTAComponent | 5455375 | 2 | Release | Each | 1.0 | Speaker Cover |  |  | CCX
5497 | 6 | 16 |  | CTAComponent | 5452025 | 1 | Release | Each | 2.0 | Cable Gate |  |  | CCX
5498 | 6 | 11 |  | CTAComponent | 5445416-2 | 1 | Release | Each | 3.0 | AVID PRODUCTS STEEL P-CLAMP or R-clamp DIA6.4, WIDE9.7, 19243-SCP-4-323-203 |  |  | HLE
5499 | 6 | 12 |  | CTAComponent | 5445416-4 | 1 | Release | Each | 3.0 | AVID PRODUCTS STEEL P-CLAMP or R-clamp DIA9.5, WIDE12.7,19243-SCP-6-325-265 |  |  | HLE
5500 | 6 | 22 |  | CTAComponent | 5491255 | 1 | Release | Each | 1.0 | DIN rail-35, 7.5 |  |  | CCX
5501 | 6 | 9 |  | CTAAssembly | 5444084 | 2 | Release | Each | 1.0 | SPK assembly |  |  | CCX
5502 | 6 | 8 |  | CTAComponent | 5441108 | 1 | Release | Each | 1.0 | Desk Gate |  |  | CCX
5503 | 6 | 21 |  | CTAComponent | 5491254 | 1 | Release | Each | 1.0 | Insulation spacer |  |  | CCX
5504 | 6 | 26 |  | CTAComponent | 5496536 | 1 | Release | Each | 1.0 | PS800R MIC cover |  |  | CCX
5505 | 6 | 24 |  | CTAComponent | C2106-M4-02 | 3 | Release | Each | 31.0 | Spring Lock Washer, M4, Zinc plated, Rohs Fastener | 24140-C2106-M4-02 | TR FORMAC DIV OF TR FASTENINGS | HLE
5506 | 6 | 15 |  | CTAAssembly | 5450451 | 2 | Release | Each | 1.0 | Gooseneck MIC assembly |  |  | CCX
5507 | 6 | 14 |  | CTAAssembly | 5449180 | 1 | Release | Each | 1.0 | Desk Frame |  |  | CCX
5508 | 7 | 1 |  | CTAComponent | 1000-M6C020-04 | 4 | Release | Each | 36.0 | Hexagon Socket Head Cap Screw, M6-1, X20mm Long, Grade 8.8 Steel, Zinc Plated, RoHS Fastener | 11060-M6C20KCSC9Z6/912 10487-1000-M6C020-04 24140-M6/20/SOHTCS/TC1D/DIN912 20589-10948-03240 A0996-BN 4 M6 x 20mm CR6+FREE | ANIXTER OHTA TR FORMAC DIV OF TR FASTENINGS FASTENAL COMPANY BOSSARD | STM
5509 | 7 | 3 |  | CTAComponent | 1009-M4P2C9P5-29 | 1 | Release | Each | 4.0 | Cross Recessed Pan Head Tapping Screw, ST 4,2 X 9.5mm Long, Steel, Zinc Plated, RoHS Fastener | A0996-BN 994 ST 4.2 X 9.5mm CR6FREE 11060-M4.2N9.5TXPSTZ6/7981C 24140-4.2/9.5/PPSTAB/TC1D | BOSSARD ANIXTER TR FORMAC DIV OF TR FASTENINGS | STM
5510 | 7 | 4 |  | CTAComponent | 1010-M4C010-14 | 2 | Release | Each | 5.0 | Phillips Flat Head Screw, ISO 7046, M4-0.7, X10mm Long, Grade 4.8 Steel, Zinc Plated, RoHS Fastener | 20589-10948-03508 11060-M4C10MXFSTZ6/965A 24140-M4/10/KPSTMC/TC1/DIN965 | FASTENAL COMPANY ANIXTER TR FORMAC DIV OF TR FASTENINGS | STM
5511 | 7 | 2 |  | CTAComponent | 1007-M4C010-14 | 2 | Release | Each | 8.0 | Phillips Pan Head Screw, ISO 7045, M4-0.7, X10mm Long, Grade 4.8 Steel, Zinc Plated, RoHS Fastener | 11060-M4C10MXPSTZ6/7985 20589-10948-03570 24140-M4/10/PPSTMC/TC1/ISO7045 | ANIXTER FASTENAL COMPANY TR FORMAC DIV OF TR FASTENINGS | STM
5512 | 7 | 5 |  | CTAComponent | 2000-M4-03 | 3 | Release | Each | 8.0 | FLAT WASHER - NORMAL SERIES, ISO 7089, M4 CLASS 200H STEEL, ZINC PLATED RoHS FASTENER | 24140-M4/-/PWSTWA/TC1/DIN125 10487-2000-M4-03 A0996-BN 343 M4 CR6+FREE 24432-11103691 11060-M4NWSFSTZ6/125ATP | TR FORMAC DIV OF TR FASTENINGS OHTA BOSSARD FASTENAL ANIXTER | STM
5513 | 7 | 7 |  | CTAComponent | C2106-M4-02 | 3 | Release | Each | 8.0 | Spring Lock Washer, M4, Zinc plated, Rohs Fastener | 24140-C2106-M4-02 | TR FORMAC DIV OF TR FASTENINGS | HLE
5514 | 7 | 8 |  | CTAComponent | C2106-M6-02 | 3 | Release | Each | 36.0 | Spring Lock Washer, M6, Zinc plated, Rohs Fastener | 24140-C2106-M6-02 | TR FORMAC DIV OF TR FASTENINGS | HLE
5515 | 7 | 9 |  | CTAAssembly | 5457200 | 1 | Release | Each | 1.0 | Desk right bracket |  |  | CCX
5516 | 8 | 1 |  | CTAComponent | 3000-M10C-04 | 1 | Release | Each | 1.0 | Hexagon Nut, ISO4032, M10-1.5, Grade 8 Steel, Zinc Plated, RoHS Fastener | 20589-10948-03690 11060-M10CNFHC7Z6/4032 | FASTENAL COMPANY ANIXTER | STM
5517 | 8 | 4 |  | CTAComponent | 5460241 | 1 | Release | Each | 1.0 | Desk bracket foot cover |  |  | CCX
5518 | 8 | 6 |  | CTAComponent | 5442172 | 1 | Release | Each | 1.0 | Desk bracket front cover |  |  | CCX
5519 | 8 | 5 |  | CTAComponent | 5447807 | 1 | Release | Each | 2.0 | Desk bracket corner |  |  | CCX
5520 | 8 | 3 |  | CTAComponent | 5450649 | 1 | Release | Each | 1.0 | Desk bracket top cover |  |  | CCX
5521 | 8 | 2 |  | CTAComponent | 5438177 | 1 | Release | Each | 1.0 | Desk right bracket base |  |  | CCX
5522 | 8 | 9 |  | CTAComponent | 5491623 | 1 | Release | Each | 1.0 | Reinforecing plate |  |  | CCX
5523 | 8 | 10 |  | CTAComponent | 5496544 | 1 | Release | Each | 1.0 | Console caster install column |  |  | CCX
5524 | 8 | 8 |  | CTAComponent | 5491622 | 1 | Release | Each | 2.0 | Screw guidance |  |  | CCX
5525 | 8 | 7 |  | CTAComponent | 5445400 | 1 | Release | Each | 2.0 | Desk bracket head |  |  | CCX
5526 | 7 | 6 |  | CTAComponent | 2000-M6-03 | 3 | Release | Each | 36.0 | Flat Washer, ISO7089, M6, Steel 200HV, Zinc Plated, RoHS Fastener | 20589-10948-03457 10487-2000-M6-03 11060-M6NWSFSTZ6/125ATP 24140-M6/-/PWSTWA/TC1/DIN125 | FASTENAL COMPANY OHTA ANIXTER TR FORMAC DIV OF TR FASTENINGS | STM
5527 | 7 | 12 |  | CTAComponent | 5453939 | 1 | Release | Each | 1.0 | Desk foot bracket |  |  | CCX
5528 | 7 | 11 |  | CTAComponent | 5461016 | 1 | Release | Each | 3.0 | Rubber foot |  |  | CCX
5529 | 7 | 10 |  | CTAAssembly | 5461772 | 1 | Release | Each | 1.0 | Desk left bracket |  |  | CCX
5530 | 8 | 2 |  | CTAComponent | 5450649 | 1 | Release | Each | 1.0 | Desk bracket top cover |  |  | CCX
5531 | 8 | 1 |  | CTAComponent | 3000-M10C-04 | 1 | Release | Each | 2.0 | Hexagon Nut, ISO4032, M10-1.5, Grade 8 Steel, Zinc Plated, RoHS Fastener | 20589-10948-03690 11060-M10CNFHC7Z6/4032 | FASTENAL COMPANY ANIXTER | STM
5532 | 8 | 6 |  | CTAComponent | 5445400 | 1 | Release | Each | 2.0 | Desk bracket head |  |  | CCX
5533 | 8 | 5 |  | CTAComponent | 5442172 | 1 | Release | Each | 1.0 | Desk bracket front cover |  |  | CCX
5534 | 8 | 4 |  | CTAComponent | 5447807 | 1 | Release | Each | 2.0 | Desk bracket corner |  |  | CCX
5535 | 8 | 3 |  | CTAComponent | 5496584 | 1 | Release | Each | 1.0 | Desk left bracket foot cover |  |  | CCX
5536 | 8 | 9 |  | CTAComponent | 5436099 | 1 | Release | Each | 1.0 | Desk left bracket base |  |  | CCX
5537 | 8 | 8 |  | CTAComponent | 5491623 | 1 | Release | Each | 2.0 | Reinforecing plate |  |  | CCX
5538 | 8 | 7 |  | CTAComponent | 5491622 | 1 | Release | Each | 2.0 | Screw guidance |  |  | CCX
5539 | 8 | 10 |  | CTAAssembly | 5453095 | 2 | Release | Each | 1.0 | Desk left flitch |  |  | CCX
5540 | 9 | 1 |  | CTAComponent | 5443768 | 1 | Release | Each | 1.0 | Desk left flitch cover |  |  | CCX
5541 | 9 | 3 |  | CTAComponent | 5491622 | 1 | Release | Each | 3.0 | Screw guidance |  |  | CCX
5542 | 9 | 2 |  | CTAComponent | 5456422 | 1 | Release | Each | 1.0 | Desk left flitch base |  |  | CCX
5543 | 7 | 16 |  | CTAAssembly | 5491631 | 1 | Release | Each | 1.0 | Desk foot cover |  |  | CCX
5544 | 8 | 2 |  | CTAComponent | 5491629 | 1 | Release | Each | 1.0 | Rail bracket |  |  | CCX
5545 | 8 | 3 |  | CTAComponent | 5496590 | 1 | Release | Each | 1.0 | Cable holder |  |  | CCX
5546 | 8 | 1 |  | CTAComponent | 5453096 | 1 | Release | Each | 1.0 | Desk foot cover base |  |  | CCX
5547 | 7 | 14 |  | CTAComponent | 5461773 | 1 | Release | Each | 1.0 | Desk middle bracket |  |  | CCX
5548 | 7 | 15 |  | CTAComponent | 5457967 | 3 | Release | Each | 1.0 | Desktop |  |  | CCX
5549 | 7 | 13 |  | CTAComponent | 5456423 | 1 | Release | Each | 1.0 | Desk top bracket |  |  | CCX
5550 | 7 | 18 |  | CTAComponent | 5440505 | 1 | Release | Each | 1.0 | Panel foot cover |  |  | CCX
5551 | 7 | 17 |  | CTAComponent | 5448635 | 1 | Release | Each | 1.0 | Panel cable cover |  |  | CCX
5552 | 7 | 24 |  | CTAAssembly | 5496539 | 1 | Release | Each | 1.0 | Console caster |  |  | CCX
5553 | 8 | 2 |  | CTAComponent | 5496542 | 1 | Release | Each | 1.0 | Console caster bolt |  |  | CCX
5554 | 8 | 1 |  | CTAComponent | 5496541 | 1 | Release | Each | 1.0 | Console caster base |  |  | CCX
5555 | 8 | 4 |  | CTAComponent | 2000-M5-02 | 3 | Release | Each | 1.0 | Flat Washer, ISO7089, M5, Steel 140HV, Zinc Plated, RoHS Fastener | 11060-M5NWSFSTZ6/125A A0996-BN715 M5 CR6 Free 24140-M5/-/PWSTWA/TC1 20589-10948-03440 | ANIXTER BOSSARD TR FORMAC DIV OF TR FASTENINGS FASTENAL COMPANY | STM
5556 | 8 | 3 |  | CTAComponent | 1000-M5C010-04 | 5 | Release | Each | 1.0 | Hexagon Socket Head Cap Screw, M5-0.8, X10mm Long, Grade 8.8 Steel, Zinc Plated, RoHS Fastener | 11060-M5C10KCSC9Z6/912 20589-11103207 10487-1000-M5C010-04 24140-M5/10/HHSTBL/TC1D A0996-BN 4 M5 x 10mm CR6+FREE | ANIXTER FASTENAL COMPANY OHTA TR FORMAC DIV OF TR FASTENINGS BOSSARD | STM
5557 | 7 | 20 |  | CTAComponent | 5436664 | 1 | Release | Each | 1.0 | Base Close Cover |  |  | HLE
5558 | 7 | 19 |  | CTAAssembly | 5498326 | 1 | Release | Each | 1.0 | Desk front cover |  |  | CCX
5559 | 8 | 1 |  | CTAComponent | 5439739 | 1 | Release | Each | 1.0 | Desk front cover base |  |  | CCX
5560 | 8 | 2 |  | CTAComponent | 5496590 | 1 | Release | Each | 19.0 | Cable holder |  |  | CCX
5561 | 6 | 25 |  | CTAComponent | 5496535 | 1 | Release | Each | 1.0 | PS800R MIC install base |  |  | CCX
5562 | 6 | 13 |  | CTAComponent | 5448392 | 1 | Release | Each | 1.0 | Mic Grounding Plate |  |  | CCX
5563 | 6 | 10 |  | CTAAssembly | 5499828 | 1 | Release | Each | 1.0 | Desk rear cover |  |  | CCX
5564 | 7 | 1 |  | CTAComponent | 5442978 | 1 | Release | Each | 2.0 | Back plate |  |  | CCX
5565 | 7 | 2 |  | CTAComponent | 5458710 | 1 | Release | Each | 1.0 | Desk rear cover plate |  |  | CCX
5566 | 6 | 23 |  | CTAComponent | 5491256 | 2 | Release | Each | 1.0 | Phoenix contact 2963860 |  |  | CCX
5567 | 5 | 6 |  | CTAComponent | 5461759 | 1 | Release | Each | 50.0 | NYLON BINDING TIE CLAMP KSS CV-180 tie wrap 180x3.6mm Max Bundle Dia 46mm |  |  | HLE
5568 | 5 | 3 |  | CTAComponent | 2106-M5-14 | 1 | Release | Each | 4.0 | Spring Lock Washer with Flat Ends JIS B1251, M5, Spring Stainless Steel, Rohs Fastener | 24140-2106-M5-14 | TR FORMAC DIV OF TR FASTENINGS | STM
5569 | 5 | 2 |  | CTAComponent | 2001-M5-02 | 3 | Release | Each | 4.0 | Large Flat Washer, ISO7093, M5, Steel 140HV, Zinc Plated, RoHS Fastener | 20589-10948-03468 11060-M5NWFESTZ6/9021B A0996-BN 729 M5 CR6+FREE 24140-M5/-/PWSTWA/TC1/DIN9021 | FASTENAL COMPANY ANIXTER BOSSARD TR FORMAC DIV OF TR FASTENINGS | STM
5570 | 5 | 7 |  | ECCCollectorPart | 5476923 | 2 | Release | Each | 1.0 | console desk and TDSP cables collector |  |  | HLE
5571 | 6 | 3 |  | CTAComponent | 5448158 | 2 | Release | Each | 1.0 | Console TDSP-IF board RS232 Cable |  |  | CCX
5572 | 6 | 1 |  | CTAComponent | 5448182 | 3 | Release | Each | 1.0 | Console TDSP-IF board communication Cable |  |  | CCX
5573 | 6 | 2 |  | CTAComponent | 5436432 | 4 | Release | Each | 1.0 | Console EM_SW and Cable |  |  | CCX
5574 | 6 | 8 |  | CTAComponent | 5460785 | 3 | Release | Each | 1.0 | Console Collimator light SW cable 1 |  |  | CCX
5575 | 6 | 7 |  | CTAComponent | 5442517 | 3 | Release | Each | 1.0 | Console table movig control cable |  |  | CCX
5576 | 6 | 5 |  | CTAComponent | 5458295 | 1 | Release | Each | 1.0 | Console LR JOYSTICK Cable |  |  | HLE
5577 | 6 | 6 |  | CTAComponent | 5459790 | 1 | Release | Each | 1.0 | Console Xray SW Cable |  |  | HLE
5578 | 6 | 4 |  | CTAComponent | 5439299 | 1 | Release | Each | 1.0 | Console UD JOYSTICK Cable |  |  | HLE
5579 | 6 | 12 |  | CTAComponent | 5445937 | 2 | Release | Each | 1.0 | Console Joystick base ground cable |  |  | HLE
5580 | 6 | 13 |  | CTAComponent | 5448363 | 2 | Release | Each | 1.0 | Console TDSP ground cable |  |  | HLE
5581 | 6 | 11 |  | CTAComponent | 5437145 | 1 | Release | Each | 1.0 | PS800 Refresh console EM button base ground cable |  |  | HLE
5582 | 6 | 10 |  | CTAComponent | 5451993 | 3 | Release | Each | 1.0 | Console Vol adj. base ground cable |  |  | CCX
5583 | 6 | 9 |  | CTAComponent | 5445137 | 2 | Release | Each | 1.0 | Console Video adj. base ground cable |  |  | HLE
5584 | 6 | 15 |  | CTAComponent | 5442713 | 2 | Release | Each | 1.0 | Console Intercom Power cable |  |  | HLE
5585 | 6 | 14 |  | CTAComponent | 5482782 | 2 | Release | Each | 1.0 | Console foot-switch cable |  |  | CCX
5586 | 6 | 18 |  | CTAComponent | 5441903 | 3 | Release | Each | 1.0 | Console desk-E ground cable |  |  | CCX
5587 | 6 | 17 |  | CTAComponent | 5438693 | 3 | Release | Each | 1.0 | Console MIC base ground cable |  |  | CCX
5588 | 6 | 16 |  | CTAComponent | 5437711 | 3 | Release | Each | 1.0 | Console Intercom Power cable |  |  | CCX
5589 | 6 | 21 |  | CTAComponent | 5443329 | 3 | Release | Each | 1.0 | TDSP CN332 MIS Cable |  |  | HLE
5590 | 6 | 22 |  | CTAComponent | 5457533 | 3 | Release | Each | 1.0 | TDSP CN331 MIS Cable |  |  | HLE
5591 | 6 | 20 |  | CTAComponent | 5480546 | 2 | Release | Each | 1.0 | Console Mic enable cable |  |  | HLE
5592 | 6 | 19 |  | CTAComponent | 5451421 | 2 | Release | Each | 1.0 | Console monitor grounding cable |  |  | CCX
5593 | 5 | 4 |  | CTAAssembly | 5441942 | 5 | Release | Each | 1.0 | Panel assembly |  |  | CCX
5594 | 6 | 2 |  | CTAComponent | 1007-M3C008-14 | 2 | Release | Each | 41.0 | Phillips Pan Head Screw, ISO 7045, M3-0.5, X8mm Long, Grade 4.8 Steel, Zinc Plated, RoHS Fastener | 20589-10948-03564 11060-M3C8MXPSTZ6/7985 24140-M3/8/PPSTMC/TC1/ISO7045 A0996-BN 384 M3 x 8mm CR6+FREE 24432-91188 | FASTENAL COMPANY ANIXTER TR FORMAC DIV OF TR FASTENINGS BOSSARD FASTENAL | STM
5595 | 6 | 1 |  | CTAComponent | 1007-M2C006-14 | 1 | Release | Each | 4.0 | Phillips Pan Head Screw, ISO 7045, M2-0.4, X6mm Long, Grade 4.8 Steel, Zinc Plated, RoHS Fastener | 20589-10948-03557 11060-M2C6MXPSTZ6/7985 | FASTENAL COMPANY ANIXTER | STM
5596 | 6 | 4 |  | CTAComponent | 1007-M4C020-14 | 1 | Release | Each | 6.0 | Phillips Pan Head Screw, ISO 7045, M4-0.7, X20mm Long, Grade 4.8 Steel, Zinc Plated, RoHS Fastener | 20589-10948-03573 11060-M4C20MXPSTZ6/7985 | FASTENAL COMPANY ANIXTER | STM
5597 | 6 | 6 |  | CTAComponent | 1010-M4C010-14 | 2 | Release | Each | 4.0 | Phillips Flat Head Screw, ISO 7046, M4-0.7, X10mm Long, Grade 4.8 Steel, Zinc Plated, RoHS Fastener | 20589-10948-03508 11060-M4C10MXFSTZ6/965A 24140-M4/10/KPSTMC/TC1/DIN965 | FASTENAL COMPANY ANIXTER TR FORMAC DIV OF TR FASTENINGS | STM
5598 | 6 | 5 |  | CTAComponent | 1010-M3C008-14 | 1 | Release | Each | 10.0 | Phillips Flat Head Screw, ISO 7046, M3-0.5, X8mm Long, Grade 4.8 Steel, Zinc Plated, RoHS Fastener | 20589-10948-03502 11060-M3C8MXFSTZ6/965A | FASTENAL COMPANY ANIXTER | STM
5599 | 6 | 3 |  | CTAComponent | 1007-M4C010-14 | 2 | Release | Each | 4.0 | Phillips Pan Head Screw, ISO 7045, M4-0.7, X10mm Long, Grade 4.8 Steel, Zinc Plated, RoHS Fastener | 11060-M4C10MXPSTZ6/7985 20589-10948-03570 24140-M4/10/PPSTMC/TC1/ISO7045 | ANIXTER FASTENAL COMPANY TR FORMAC DIV OF TR FASTENINGS | STM
5600 | 6 | 8 |  | CTAComponent | 2000-M4-03 | 3 | Release | Each | 4.0 | FLAT WASHER - NORMAL SERIES, ISO 7089, M4 CLASS 200H STEEL, ZINC PLATED RoHS FASTENER | 24140-M4/-/PWSTWA/TC1/DIN125 10487-2000-M4-03 A0996-BN 343 M4 CR6+FREE 24432-11103691 11060-M4NWSFSTZ6/125ATP | TR FORMAC DIV OF TR FASTENINGS OHTA BOSSARD FASTENAL ANIXTER | STM
5601 | 6 | 9 |  | CTAComponent | 2106-M3-05 | 2 | Release | Each | 41.0 | Spring Lock Washer with Flat Ends JIS B1251, M3, Spring Steel, Zinc Plated, Rohs Fastener | 24140-MEP M3/SPSTWA/TC1D/JIS B1251 | TR FORMAC DIV OF TR FASTENINGS | STM
5602 | 6 | 7 |  | CTAComponent | 2000-M3-03 | 2 | Release | Each | 41.0 | WASHER PLAIN - LARGE 3.2 MM 7 MM , HV200, Steel, Zinc plate RoHS Washer | 10487-2000-M3-03 23983-6083737 24140-200-M3-03 | OHTA BOSSARD CHINA TR FORMAC DIV OF TR FASTENINGS | STM
5603 | 6 | 11 |  | CTAAssembly | 5437160 | 3 | Release | Each | 1.0 | Contrast ADJ. assembly |  |  | CCX
5604 | 6 | 13 |  | CTAComponent | 5440049 | 2 | Release | Each | 13.0 | PS800R SID Lift Button |  |  | CCX
5605 | 6 | 12 |  | CTAAssembly | 5438501 | 2 | Release | Each | 1.0 | Console MIC ADJ. assembly |  |  | CCX
5606 | 6 | 10 |  | CTAAssembly | 5437157 | 3 | Release | Each | 1.0 | Brightenss ADJ. assembly |  |  | CCX
5607 | 6 | 15 |  | CTAComponent | 5441110 | 4 | Release | Each | 1.0 | SID 120 Cover |  |  | CCX
5608 | 6 | 18 |  | CTAComponent | 5445221 | 4 | Release | Each | 2.0 | Potentiometer Cup |  |  | CCX
5609 | 6 | 16 |  | CTAComponent | 5441932 | 1 | Release | Each | 1.0 | Emergency Stop Bracket |  |  | CCX
5610 | 6 | 14 |  | CTAComponent | 5441109 | 5 | Release | Each | 1.0 | Panel cover |  |  | CCX
5611 | 6 | 20 |  | CTAComponent | 5445992 | 2 | Release | Each | 2.0 | resistor |  |  | CCX
5612 | 6 | 17 |  | CTAComponent | 5498232 | 1 | Release | Each | 2.0 | Tilting handle bracket |  |  | CCX
5613 | 6 | 19 |  | CTAComponent | 5445970 | 3 | Release | Each | 1.0 | SID 105 Cover |  |  | CCX
5614 | 6 | 21 |  | CTAComponent | 5449182 | 6 | Release | Each | 1.0 | SPK key cover |  |  | CCX
5615 | 6 | 24 |  | CTAComponent | 5451203 | 4 | Release | Each | 1.0 | SID 150 Cover |  |  | CCX
5616 | 6 | 23 |  | CTAComponent | 5450433 | 2 | Release | Each | 1.0 | X-ray CONTROL Lever |  |  | CCX
5617 | 6 | 25 |  | CTAComponent | 5498231 | 1 | Release | Each | 2.0 | Key bracket |  |  | CCX
5618 | 6 | 22 |  | CTAComponent | 5449183 | 1 | Release | Each | 1.0 | Potentiometer Bracket |  |  | CCX
5619 | 6 | 27 |  | CTAComponent | 5456188 | 1 | Release | Each | 2.0 | Knob Bracket |  |  | CCX
5620 | 6 | 26 |  | CTAComponent | 5454583 | 1 | Release | Each | 2.0 | Tilting Handle |  |  | CCX
5621 | 6 | 32 |  | CTAComponent | 5461565 | 2 | Release | Each | 2.0 | ROTARY SWITCH |  |  | CCX
5622 | 6 | 30 |  | CTAComponent | 5460817 | 2 | Release | Each | 1.0 | Panel cover film |  |  | HLE
5623 | 6 | 31 |  | CTAComponent | 5460818 | 1 | Release | Each | 2.0 | Tilting Handle base |  |  | CCX
5624 | 6 | 29 |  | CTAComponent | 5459997 | 1 | Release | Each | 2.0 | Cable bundler |  |  | CCX
5625 | 6 | 28 |  | CTAComponent | 5498230 | 1 | Release | Each | 1.0 | Handle bracket |  |  | CCX
5626 | 6 | 34 |  | CTAAssembly | 5473933 | 5 | Release | Each | 1.0 | TDSP Board Assembly |  |  | CCX
5627 | 7 | 1 |  | CTASoftware | 5474005 | 1 | Release | Each | 1.0 | Precision THUNIS-800+ TDSP Firmware |  |  | HLE
5628 | 7 | 2 |  | CTACircuitBoard | 5446243 | 4 | Release | Each | 1.0 | Precision THUNIS-800+ TDSP Board PWA |  |  | CCX
5629 | 8 |  | J1,J3 | CTAOOC | 2213607 | 7 | Standard | Each | 2.0 | CONNEC SUBD 9C PWB STR PLUG+440LK | 10099-09 65 161 5713 00214-D09P24A6GV00LF | HARTING FCI | STE
5630 | 8 |  | FL10,FL11 | CTAComponent | 5482604 | 1 | Release | Each | 2.0 | CHIP EMIFIL Capacitor Type |  |  | HLE
5631 | 8 |  | 1LD-3LD | CTAOOC | 2410071 | 1 | Not Recommended | Each | 3.0 | LED 7 SEGMENT DISPLAY COMMON ANODE GREEN. WARNING: Unknown Whisker Risk | 00941 HDSP-A901 11520 LTS-3861G-H1 | AVAGO TECHNOLOGIES LITE-ON | STE
5632 | 8 |  | U33 | CTAOOC | 5135116-3 | 1 | Standard | Each | 1.0 | PROGRAMMABLE CPLD, 2210 LOGIC ELEMENTS, MAX_II, 1.5-3.3V I_O VOLTAGE, 2.5-3.3V SUPPLY, 204 IO PINS, FBGA 256 | 10208-EPM2210F256C5N | ALTERA | STE
5633 | 8 |  | 1FSCN,335CN-338CN,EM_STOP_CN | CTAOOC | 5122576 | 2 | Not Recommended | Each | 6.0 | CONNECTOR 2.54MM AMPMODU, 1X4POS HEADER, STRAIGHT, SHROUDED , 0.8um GOLD, PWB2.4. WARNING: Unknown Whisker Risk | 18996-280371-3 | TE CONNECTIVITY | STE
5634 | 8 |  | C124 | CTAOOC | 2385569-5 | 3 | Standard | Each | 1.0 | CAPACITOR CERAMIC, X5R, 10UF, 10Percent, 25V, SMD 1210 | 03041-C3225X5R1E106K 08390-C1210C106K3PAC 19214-CM32X5R106K25A 19214-12103D106KAT 03041-C3225X5R1E106K250AA | TDK KEMET AVX/KYOCERA AVX/KYOCERA TDK | STE
5635 | 8 | 1 |  | CTACircuitBoard | 5436150 | 1 | Release | Each | 1.0 | PWB for Precision THUNIS-800+ TDSP Board |  |  | HLE
5636 | 8 |  | R55-R61,R68-R72,R190-R192,R222-R230 | CTAOOC | 2285457-25 | 1 | Standard | Each | 24.0 | RESISTOR 1k OHMS 5 % 500m WATTS | 02254-MCR50JZHJ102 00006-WCR2010LF102J 18981-CRCW20101K00JNE 11962-RC2010JK-071KL 06725-RK73B2HTTE102J | ROHM IRC VISHAY YAGEO KOA | STE
5637 | 8 |  | C8,C13 | CTAOOC | 46-302742P8 | 3 | Standard | Each | 2.0 | CAPACITOR FIXED 1u FARADS 35 VOLTS .138L .110W .075H 3528 SURFACE MOUNT DEVICE | 18981-293D105X9035B2TE3 08390-T491B105K035AT | VISHAY KEMET | STE
5638 | 8 |  | CR3-CR9 | CTAOOC | 5391885 | 1 | Restricted | Each | 7.0 | PROTECTION TRANSIENT SUPPRESSOR, 300W, 24V, SOT23-6 | 21202-SMS24C.TCT | SEMTECH | STE
5639 | 8 |  | DS5-DS7,DS11 | CTAOOC | 5453565 | 1 | Restricted | Each | 4.0 | LED YELLOW, STRAIGHT, 2 PER PKG, 8.89 MM X 8.89 MM | 22942-HLMP-2755 | AVAGO | STE
5640 | 8 |  | U3,U5,U8,U9,U13,U14 | CTAOOC | 2364058-4 | 1 | Standard | Each | 6.0 | I.C PHOTOCOUP X4 SOL16 4.4MM | 18981-TCMT4100 22942-ACPL-247-560E | VISHAY AVAGO | STE
5641 | 8 |  | 331CN-333CN | CTAOOC | 46-221703P17 | 4 | Restricted | Each | 3.0 | CONNECTOR, 2.54MM, 2X25POS, STRAIGHT, LONG LATCHES, 4-WALL AMP PART IS RESTRICTED DUE TO THE FACT THAT IT REQUIRES A .250 LONG SCREW TO RETAIN IT. | 00266-N3433-6303RB | 3M (MINNESOTA MINING MFG) | STE
5642 | 8 |  | S3-S5, S7-S14 | CTAComponent | 5446770 | 1 | Release | Each | 11.0 | short-travel keyswitch |  |  | HLE
5643 | 8 |  | R54,R62-R67,R73-R93,R98,R170,R175,R180,R181,R200,R204-R206,R218,R220,R221,R231-R244 | CTAOOC | 5312051-10 | 1 | Restricted | Each | 54.0 | RESISTOR 1K, 0.1PERCENT, 0.25W, 25PPM, 1206 | 18981-TNPW12061K00BEEA 06725-RN73H2BTTD1001B25 11962-RT1206BRD071KL 05498-BLU1206-1001-BT25W | VISHAY KOA YAGEO RCD COMPONENTS INC. | STE
5644 | 8 |  | R99,R106-R109,R117,R118,R125,R126,R139,R140,R142-R147,R151-R159,R211 | CTAOOC | 5245267-2 | 2 | Restricted | Each | 27.0 | RESISTOR 33 OHM, NON-MAGNETIC, 2 PERCENT, 100MW, FILM, 100PPM, 0603 | 23828-CHR0603 33 OHM +-2% | SRT RESISTOR TECHNOLOGY GMBH | STE
5645 | 8 |  | R193 | CTAOOC | 5160167 | 2 | Standard | Each | 1.0 | RESISTOR, 0R, THICK FILM, 2512, 2A, 0.05 OHM | 18981-CRCW25120000Z0E 11962-RC2512JK-070RL 06725-RK73Z3AT 02254-MCR100JZHJ000 | VISHAY YAGEO KOA ROHM | STE
5646 | 8 |  | J2 | CTAOOC | 2106009-6 | 1 | Restricted | Each | 1.0 | CONNEC LOW-PROF TRANSI 10C HEAD STR | 01940 821-A010P-AM-A00 00214-75869-101LF 00266-N2510-6002RB 10099-09 18 510 6324 18996-5103308-1 | AMPHENOL FCI 3M (MINNESOTA MINING MFG) HARTING TE CONNECTIVITY | STE
5647 | 8 |  | U2,U6,U17-U22 | CTAOOC | 2111738-3 | 1 | Restricted | Each | 8.0 | DARLINGTON ARRAY,8 CHANNEL,OPEN COLLECTOR,50V,500MA,SOL18 | 00495-ULN2803ADW | TEXAS INSTRUMENTS | STE
5648 | 8 |  | R210 | CTAOOC | 46-312792P18 | 2 | Standard | Each | 1.0 | RESISTOR 10 OHMS 1 PERCENT .125 WATTS SURFACE MOUNTING 100PPM/DEG C 100V L .079 W .050 T .018 | 18981-CRCW080510R0FKE 11962-RC0805FR-0710RL 05498-MC080510R0FTW 00006-WCR0805LF10R0F | VISHAY YAGEO RCD COMPONENTS INC. IRC | STE
5649 | 8 |  | R100 | CTAOOC | 46-312792P11 | 4 | Standard | Each | 1.0 | RESISTOR 2k OHMS 1 % .125 WATTS 100V 100PPM/C | 18981-CRCW08052K00FKE 11623-NRC10F2001TRF 00006-WCR0805LF2001F 06725-RK73H2ATTD2001F 05498-MC08052001FTW | VISHAY NIC COMPONENTS CORPORATION IRC KOA RCD COMPONENTS INC. | STE
5650 | 8 |  | R9-R24,R29-R36,R38-R46,R97,R101-R105,R110,R111,R113-R116,R119-R124,R127-R138,R141,R171-R174,R176-R179,R182-R185,R212 | CTAOOC | 46-312792P13 | 4 | Standard | Each | 77.0 | RESISTOR 1k OHMS 1 PERCENT .125 WATTS 0805 CASE SIZE | 11623-NRC10F1001TRF 05498-MC08051001FTW 18981-CRCW08051K00FKE 06725-RK73H2ATTD1001F 00006-WCR0805LF1001F | NIC COMPONENTS CORPORATION RCD COMPONENTS INC. VISHAY KOA IRC | STE
5651 | 8 |  | R1-R8,R25-R28,R160-R169,R194-R199,R201-R203,R219 | CTAOOC | 46-312792P16 | 4 | Standard | Each | 32.0 | RESISTOR 332 OHMS 1 % .125 WATTS 100V 0805 CASE SIZE THICK FILM +-100 PPM/C | 06725-RK73H2ATTD3320F 05498-MC08053320FTW 18981-CRCW0805332RFKE 00006-WCR0805LF3320F | KOA RCD COMPONENTS INC. VISHAY IRC | STE
5652 | 8 |  | R94-R96,R112,R186-R189 | CTAOOC | 46-312792P7 | 4 | Standard | Each | 8.0 | RESISTOR 10k OHMS 1 PERCENT .125 WATTS SURFACE MOUNTING 0805 PACKAGE 100 PPM/DEGREE C 100V L .079 W .050 T .018 | 11623-NRC10F1002TRF 05498-MC08051002FTW 18981-CRCW080510K0FKE 00006-WCR0805LF1002F 06725-RK73H2ATTD1002F | NIC COMPONENTS CORPORATION RCD COMPONENTS INC. VISHAY IRC KOA | STE
5653 | 8 |  | D3 | CTAOOC | 46-311083P2 | 3 | Standard | Each | 1.0 | BAV70 SWITCHING DIODE DUAL SER SW VR-70V VF-1.25V 200 MA SOT23 | 18846-BAV70LT1G 18889-BAV 70 E6327 18889-BAV70E6327HTSA1 | ON SEMICONDUCTOR INFINEON TECHNOLOGIES AG INFINEON TECHNOLOGIES AG | STE
5654 | 8 |  | C6,C9-C12,C14-C19,C21,C23-C30,C71-C73,C78-C88,C91-C121 | CTAOOC | 2187107-6 | 3 | Not Recommended | Each | 65.0 | CAPACITOR FIXED .1u FARADS 50 VOLTS | 08390 C0805C104K5RAC 07945-CL21B104KBCNNNC | KEMET SAMSUNG | STE
5655 | 8 |  | C33 | CTAOOC | 2187107-10 | 2 | Standard | Each | 1.0 | CAPACITOR CERAMIC X7R, 1UF 10Percent, 16V, SMD 0805 | 02862-GRM21BR71C105KA01 19214-0805YC105KAT | MURATA AVX/KYOCERA | STE
5656 | 8 |  | C1-C3 | CTAOOC | 2187107-11 | 1 | Standard | Each | 3.0 | CAPACITOR FIXED .027u FARADS 50 VOLT 10% TOLERANCE; 0805 CASE SIZE; X7R | 19214 08055C273KAT 08390 C0805C273K5RAC 18981-VJ0805Y273KXA 11623-NMC0805X7R273K50TRPF 02862-GRM219R71H273KA01 | AVX/KYOCERA KEMET VISHAY NIC COMPONENTS CORPORATION MURATA | STE
5657 | 8 |  | U7 | CTAOOC | 2154023 | 2 | Standard | Each | 1.0 | INT DRIVER LIGN 26C31 SO16 .15 SMD | 00036-DS26C31TM NOPB 00495-AM26C31IDE4 00495-DS26C31TM NOPB | NATIONAL SEMICONDUCTOR TEXAS INSTRUMENTS TEXAS INSTRUMENTS | STE
5658 | 8 |  | C4,C62-C70,C74-C77 | CTAOOC | 2187107-3 | 1 | Standard | Each | 14.0 | CAPACITOR FIXED .01u FARADS 50 VOLTS | 08390 C0805C103K5RAC 19214-08055C103KAT | KEMET AVX/KYOCERA | STE
5659 | 8 |  | J4 | CTAOOC | 2115384-2 | 2 | Standard | Each | 1.0 | FASTON TAB, 6.3X0.8MM, STRAIGHT, 5.08MM PITCH, PWB3.2, TINNED | 04947-1287 18996-1217056-1 | KEYSTONE ELECTRONICS CORP TE CONNECTIVITY | STE
5660 | 8 |  | 334CN | CTAOOC | 2227700-6 | 4 | Standard | Each | 1.0 | CONNECT TRANSIT+LATCH 40C HEADER STR | 00214-71918-140LF 00266-N3432-6302RB 18996-5499206-9 10099-09 18 540 5904 | FCI 3M (MINNESOTA MINING MFG) TE CONNECTIVITY HARTING | STE
5661 | 8 |  | TP4-TP9 | CTAOOC | 2233921 | 2 | Standard | Each | 6.0 | TEST POINT, SMD 1005 | 04947 5015 ZZC70-TP-108-02-1-T | KEYSTONE ELECTRONICS CORP COMPONENTS CORPORATION | STE
5662 | 8 |  | C7,C20,C22,C32,C34-C40,C42,C44,C46,C48-C61,C125-C128 | CTAOOC | 2235239-6 | 2 | Standard | Each | 32.0 | CAPACITOR X7R 100NF 10% 16V 0603 | 08390 C0603C104K4RAC 18981-VJ0603Y104KXJ 11962-CC0603KRX7R7BB104 19214-0603YC104KAT | KEMET VISHAY YAGEO AVX/KYOCERA | STE
5663 | 8 |  | R207-R209,R213-R217 | CTAOOC | 2236238 | 2 | Standard | Each | 8.0 | RESISTOR, 0 OHM, THICK FILM, 0603, 1A, 0.05 OHM MAX | 02254-MCR03EZPJ000 18981-CRCW06030000Z0E 00078-CR0603J/000ELF 05498-ZC0603TW 06725-RK73Z1JT 11962-RC0603JR-070RL | ROHM VISHAY BOURNS RCD COMPONENTS INC. KOA YAGEO | STE
5664 | 8 |  | D1,D2,D4-D15 | CTAOOC | 2212279 | 2 | Standard | Each | 14.0 | DIODE, RECTIFIER, 200V 2A, SMB PACKAGE | 00124-STTH2R02U 18981-ES2D-E3/52T | ST MICROELECTRONICS VISHAY | STE
5665 | 8 |  | C89,C90 | CTAOOC | 2212396-6 | 1 | Restricted | Each | 2.0 | CAPACITOR FIXED 100u FARADS 50 VOLTS ALUMINUM ELECTROLYTIC SMT 10X10MM | 06533-UWS1H101MCL1GS | NICHICON CORPORATION | STE
5666 | 8 |  | U1,U15,U16 | CTAOOC | 2211252-15 | 2 | Standard | Each | 3.0 | LOGIC 74AHC-VHC373 TSSOP20 | 18846-MC74VHC373DTR2G 00495-SN74AHC373PWG4 | ON SEMICONDUCTOR TEXAS INSTRUMENTS | STE
5667 | 8 |  | U26 | CTAOOC | 2211252-5 | 4 | Standard | Each | 1.0 | LOGIC 74AHC-VHC14 TSSOP14 | 00495-SN74AHC14PWG4 18846-MC74VHC14DTG 00495-SN74AHC14PWE4 00495 SN74AHC14PW | TEXAS INSTRUMENTS ON SEMICONDUCTOR TEXAS INSTRUMENTS TEXAS INSTRUMENTS | STE
5668 | 8 |  | DS1-DS4,DS8-DS10,DS12-DS16 | CTAOOC | 2279219-2 | 1 | Standard | Each | 12.0 | LED GREEN LTST-C190G 0603 SMD | 18802 AP1608SGC 00941 HSMG-C190 11520 LTST-C190GKT 09050 PG1111C | KINGBRIGHT AVAGO TECHNOLOGIES LITE-ON STANLEY ELECTRIC CO LTD | STE
5669 | 8 |  | Y1 | CTAOOC | 2304499-20 | 4 | Standard | Each | 1.0 | CRYSTAL OSCILLATOR 12.288 MHZ, 3.3VOLTS, TTL_CMOS, 50PPM FREQ TOLERANCE, 5X7.5 BODY SIZE | 19133-EC2645TTS-12.288M 19214-KC7050C-12.2880-C30E00 05968-S1803B-12.2880 20038-124-12.288-1 05968-S1613B-12.2880 11718-CO4305S-12.288-T | ECLIPTEK AVX/KYOCERA PERICOM, FORMERLY SARONIX FOX ELECTRONICS PERICOM, FORMERLY SARONIX RALTRON (FORMERLY SHOWA) | STE
5670 | 8 |  | FL1-FL9,FL12-FL14 | CTAOOC | 2306384-4 | 1 | Restricted | Each | 12.0 | FERRITE BEAD 1000 OHM at 100 MHZ 400 MA RATING, 0603 PACKAGE | 02862 BLM18AG102SN1 | MURATA | STE
5671 | 8 |  | S1 | CTAOOC | 2253364-2 | 3 | Not Recommended | Each | 1.0 | SURFACE MOUNT DIP SWITCH, 4 POSITION GULL WING WITH POLYIMIDE TAPE SEAL MACHINE-INSERTABLE. WARNING: Unknown Whisker Risk | 05229-90HBW04PRT 00031-219004MST | GRAYHILL CTS CORP | STE
5672 | 8 |  | U4,U10-U12 | CTAOOC | 2274393-3 | 3 | Standard | Each | 4.0 | IC, RECEIVER RS422, QUAD, 3.3V, 1 ENABLE, AM26LV32, SO16, 85C | 00495-AM26LV32IDE4 00036-DS26LV32ATM NOPB 00495-DS26LV32ATM NOPB | TEXAS INSTRUMENTS NATIONAL SEMICONDUCTOR TEXAS INSTRUMENTS | STE
5673 | 8 |  | U25 | CTAOOC | 2274500-2 | 1 | Standard | Each | 1.0 | LOGIC INTERFACE RS-232 DRIVER-RECEIVER TSSOP 3 TO 5 V SUPPLY WITH ESD PROTECTION | 00495-MAX3232CPWE4 00124-ST3232ECTR 01649-ADM3202ARUZ | TEXAS INSTRUMENTS ST MICROELECTRONICS ANALOG DEVICES | STE
5674 | 8 |  | U23,U24 | CTAOOC | 2246237-2 | 3 | Standard | Each | 2.0 | DRIVER-RECEIVER UART WITH 16 BYTE FIFO 3.3-5V SUPPLY, 48-TQFP NOTE ONLY TI PART HAS AUTOFLOW CNTRL | 00495-TL16C550CPTG4 ZZE10-ST16C550CQ48-F | TEXAS INSTRUMENTS EXAR | STE
5675 | 8 |  | C5,C31,C41,C43,C45,C47 | CTAOOC | 2240282-15 | 2 | Standard | Each | 6.0 | CAPACITOR CERAMIC, X7R, 10UF, 10Percent, 16V, SMD 1206 | 03041-C3216X7R1C106K 08390-C1206C106K4RAC 11962-CC1206KKX7R7BB106 03041-C3216X7R1C106K160AC | TDK KEMET YAGEO TDK | STE
5676 | 8 |  | VR1 | CTAOOC | 2334692 | 1 | Restricted | Each | 1.0 | REGULATOR 3.3V OUTPUT LOW DROPOUT ANYCAP, 1.5A OUTPUT, SOT-223 | 01649-ADP3339AKCZ-3.3 | ANALOG DEVICES, INC. | STE
5677 | 6 | 33 |  | CTAAssembly | 5462310 | 2 | Release | Each | 1.0 | Console SPK ADJ. assembly |  |  | CCX
5678 | 6 | 35 |  | CTAComponent | 5482603 | 3 | Release | Each | 1.0 | Voice enable button |  |  | CCX
5679 | 6 | 37 |  | CTAComponent | C2106-M4-02 | 3 | Release | Each | 4.0 | Spring Lock Washer, M4, Zinc plated, Rohs Fastener | 24140-C2106-M4-02 | TR FORMAC DIV OF TR FASTENINGS | HLE
5680 | 6 | 38 |  | CTAComponent | 5498234 | 1 | Release | Each | 1.0 | Button washer |  |  | CCX
5681 | 6 | 36 |  | CTAComponent | 5491249 | 1 | Release | Each | 1.0 | Left knob bracket |  |  | CCX
5682 | 5 | 10 |  | ECCCollectorPart | 5479476 | 3 | Release | Each | 1.0 | Desk label collector |  |  | CCX
5683 | 5 | 9 |  | CTAComponent | 5491248 | 1 | Release | Each | 2.0 | Right washer |  |  | CCX
5684 | 5 | 8 |  | CTAComponent | 5491247 | 1 | Release | Each | 2.0 | Left washer |  |  | CCX
5685 | 5 | 11 |  | CTAComponent | 5120929 | 2 | Release | Each | 1.0 | Storm Console keyboard bracket |  |  | CCX
5686 | 5 | 12 |  | CTAComponent | 5161171 | 2 | Release | Each | 2.0 | Cable screw | 20284-5161171 | BOSSARD LTD. FASTENERS | HLE
5687 | 4 | 5 |  | CTAComponent | 5461759 | 1 | Release | Each | 40.0 | NYLON BINDING TIE CLAMP KSS CV-180 tie wrap 180x3.6mm Max Bundle Dia 46mm |  |  | HLE
5688 | 4 | 3 |  | ECCCollectorPart | 5452094 | 3 | Release | Each | 1.0 | Console cable collector |  |  | HLE
5689 | 5 | 11 |  | CTAComponent | 5451796 | 3 | Release | Each | 1.0 | Cabinet Interface Board Power Cable |  |  | CCX
5690 | 5 | 10 |  | CTAComponent | 5437756 | 1 | Release | Each | 1.0 | Cabinet door ground cable |  |  | HLE
5691 | 5 | 7 |  | CTAComponent | 5454302 | 2 | Release | Each | 1.0 | Console DSA LVDS Convert Cable |  |  | HLE
5692 | 5 | 6 |  | CTAComponent | 5455121 | 1 | Release | Each | 1.0 | Console DSA SYNC SIGNAL CABLE |  |  | HLE
5693 | 5 | 13 |  | CTAComponent | 5456161 | 2 | Release | Each | 1.0 | Cabinet PCU Real-time Control Cable |  |  | HLE
5694 | 5 | 12 |  | CTAComponent | 5456928 | 1 | Release | Each | 1.0 | Cabinet PCU ground cable |  |  | HLE
5695 | 5 | 5 |  | CTAComponent | 5455126 | 1 | Release | Each | 1.0 | Console DSA 1750 Card RT Control Cable |  |  | HLE
5696 | 5 | 1 |  | CTAComponent | 5453651 | 2 | Release | Each | 1.0 | Console Image Monitor Power Cable |  |  | CCX
5697 | 5 | 2 |  | CTAComponent | 5461517 | 1 | Release | Each | 1.0 | Console Workstation Power Cable |  |  | HLE
5698 | 5 | 4 |  | CTAComponent | 5446734 | 2 | Release | Each | 1.0 | Console Camera Link Cable |  |  | HLE
5699 | 5 | 3 |  | CTAComponent | 5455343 | 3 | Release | Each | 1.0 | Console Workstation-Gen Console COM Cable |  |  | CCX
5700 | 5 | 9 |  | CTAComponent | 5439492 | 3 | Release | Each | 1.0 | Console IF board-Gen console COM Cable |  |  | CCX
5701 | 5 | 8 |  | CTAComponent | 5443331 | 1 | Release | Each | 1.0 | Console PCU Communication Cable |  |  | HLE
5702 | 4 | 2 |  | ECCCollectorPart | 5444848 | 5 | Release | Each | 1.0 | Console cabinet assembly |  |  | CCX
5703 | 5 | 9 |  | CTAComponent | 2000-M4-03 | 3 | Release | Each | 1.0 | FLAT WASHER - NORMAL SERIES, ISO 7089, M4 CLASS 200H STEEL, ZINC PLATED RoHS FASTENER | 24140-M4/-/PWSTWA/TC1/DIN125 10487-2000-M4-03 A0996-BN 343 M4 CR6+FREE 24432-11103691 11060-M4NWSFSTZ6/125ATP | TR FORMAC DIV OF TR FASTENINGS OHTA BOSSARD FASTENAL ANIXTER | STM
5704 | 5 | 5 |  | CTAAssembly | 5445960 | 6 | Release | Each | 1.0 | Digital image subsystem |  |  | CCX
5705 | 6 | 4 |  | CTAComponent | 5460013 | 1 | Release | Each | 1.0 | Console Digital box Image Converter Board Power Cable |  |  | HLE
5706 | 6 | 6 |  | ECCCollectorPart | 5448915 | 3 | Release | Each | 1.0 | Software CD for Precision THUNIS-800+ RF system |  |  | CCX
5707 | 7 | 1 |  | CTAComponent | 5474003 | 3 | Release | Each | 1.0 | APR TST |  |  | CCX
5708 | 6 | 2 |  | CTAComponent | 5121183-ROHS | 2 | Release | Each | 1.0 | Digital image converting board |  |  | CCX
5709 | 6 | 5 |  | CTAComponent | 5440284 | 1 | Release | Each | 1.0 | Console Digital box Image Converter BNC Signal Cable |  |  | HLE
5710 | 6 | 1 |  | CTAAssembly | 5460503 | 4 | Release | Each | 1.0 | Digital box |  |  | CCX
5711 | 7 | 4 |  | CTAComponent | 5121177-ROHS | 2 | Release | Each | 1.0 | Image frame grabber |  |  | CCX
5712 | 7 | 1 |  | CTAComponent | 5440791 | 2 | Release | Each | 1.0 | USB mouse |  |  | CCX
5713 | 7 | 2 |  | CTAComponent | 5443246 | 3 | Release | Each | 1.0 | USB keyboard |  |  | CCX
5714 | 7 | 5 |  | CTAAssembly | 5458231 | 2 | Release | Each | 1.0 | Workstation x86 PC |  |  | CCX
5715 | 7 | 3 |  | CTAComponent | 5121174-ROHS | 2 | Release | Each | 1.0 | 1750 PCI Digital IO Card |  |  | CCX
5716 | 5 | 2 |  | CTAAssembly | 5438415 | 5 | Release | Each | 1.0 | Console cabinet |  |  | CCX
5717 | 6 | 2 |  | CTAComponent | 1007-M4C016-14 | 1 | Release | Each | 2.0 | Phillips Pan Head Screw, ISO 7045, M4-0.7, X16mm Long, Grade 4.8 Steel, Zinc Plated, RoHS Fastener | 20589-10948-03572 11060-M4C16MXPSTZ6/7985 | FASTENAL COMPANY ANIXTER | STM
5718 | 6 | 3 |  | CTAComponent | 2000-M4-03 | 3 | Release | Each | 7.0 | FLAT WASHER - NORMAL SERIES, ISO 7089, M4 CLASS 200H STEEL, ZINC PLATED RoHS FASTENER | 24140-M4/-/PWSTWA/TC1/DIN125 10487-2000-M4-03 A0996-BN 343 M4 CR6+FREE 24432-11103691 11060-M4NWSFSTZ6/125ATP | TR FORMAC DIV OF TR FASTENINGS OHTA BOSSARD FASTENAL ANIXTER | STM
5719 | 6 | 1 |  | CTAComponent | 1007-M4C010-14 | 2 | Release | Each | 5.0 | Phillips Pan Head Screw, ISO 7045, M4-0.7, X10mm Long, Grade 4.8 Steel, Zinc Plated, RoHS Fastener | 11060-M4C10MXPSTZ6/7985 20589-10948-03570 24140-M4/10/PPSTMC/TC1/ISO7045 | ANIXTER FASTENAL COMPANY TR FORMAC DIV OF TR FASTENINGS | STM
5720 | 6 | 8 |  | CTAComponent | 5445416-4 | 1 | Release | Each | 1.0 | AVID PRODUCTS STEEL P-CLAMP or R-clamp DIA9.5, WIDE12.7,19243-SCP-6-325-265 |  |  | HLE
5721 | 6 | 7 |  | CTAComponent | 5445416-2 | 1 | Release | Each | 2.0 | AVID PRODUCTS STEEL P-CLAMP or R-clamp DIA6.4, WIDE9.7, 19243-SCP-4-323-203 |  |  | HLE
5722 | 6 | 5 |  | CTAComponent | 5438742 | 2 | Release | Each | 2.0 | Fuse Holder |  |  | CCX
5723 | 6 | 6 |  | CTAComponent | 5440286 | 2 | Release | Each | 1.0 | terminal board |  |  | CCX
5724 | 6 | 4 |  | CTAComponent | 5168929 | 1 | Release | Each | 3.0 | copper socket |  |  | HLE
5725 | 6 | 10 |  | CTAComponent | C2106-M4-02 | 3 | Release | Each | 7.0 | Spring Lock Washer, M4, Zinc plated, Rohs Fastener | 24140-C2106-M4-02 | TR FORMAC DIV OF TR FASTENINGS | HLE
5726 | 6 | 9 |  | CTAAssembly | 5459476 | 3 | Release | Each | 1.0 | Cabinet box |  |  | CCX
5727 | 7 | 2 |  | CTAComponent | 1007-M2C006-14 | 1 | Release | Each | 4.0 | Phillips Pan Head Screw, ISO 7045, M2-0.4, X6mm Long, Grade 4.8 Steel, Zinc Plated, RoHS Fastener | 20589-10948-03557 11060-M2C6MXPSTZ6/7985 | FASTENAL COMPANY ANIXTER | STM
5728 | 7 | 3 |  | CTAComponent | 1007-M4C010-14 | 2 | Release | Each | 70.0 | Phillips Pan Head Screw, ISO 7045, M4-0.7, X10mm Long, Grade 4.8 Steel, Zinc Plated, RoHS Fastener | 11060-M4C10MXPSTZ6/7985 20589-10948-03570 24140-M4/10/PPSTMC/TC1/ISO7045 | ANIXTER FASTENAL COMPANY TR FORMAC DIV OF TR FASTENINGS | STM
5729 | 7 | 4 |  | CTAComponent | 1007-M6C012-14 | 1 | Release | Each | 1.0 | Phillips Pan Head Screw, ISO 7045, M6-1, X12mm Long, Grade 4.8 Steel, Zinc Plated, RoHS Fastener | 20589-10948-03583 11060-M6C12MXPSTZ6/7985 | FASTENAL COMPANY ANIXTER | STM
5730 | 7 | 1 |  | CTAComponent | 1000-M6C020-04 | 4 | Release | Each | 4.0 | Hexagon Socket Head Cap Screw, M6-1, X20mm Long, Grade 8.8 Steel, Zinc Plated, RoHS Fastener | 11060-M6C20KCSC9Z6/912 10487-1000-M6C020-04 24140-M6/20/SOHTCS/TC1D/DIN912 20589-10948-03240 A0996-BN 4 M6 x 20mm CR6+FREE | ANIXTER OHTA TR FORMAC DIV OF TR FASTENINGS FASTENAL COMPANY BOSSARD | STM
5731 | 7 | 6 |  | CTAComponent | 1010-M4C010-14 | 2 | Release | Each | 6.0 | Phillips Flat Head Screw, ISO 7046, M4-0.7, X10mm Long, Grade 4.8 Steel, Zinc Plated, RoHS Fastener | 20589-10948-03508 11060-M4C10MXFSTZ6/965A 24140-M4/10/KPSTMC/TC1/DIN965 | FASTENAL COMPANY ANIXTER TR FORMAC DIV OF TR FASTENINGS | STM
5732 | 7 | 8 |  | CTAComponent | 2000-M6-03 | 3 | Release | Each | 21.0 | Flat Washer, ISO7089, M6, Steel 200HV, Zinc Plated, RoHS Fastener | 20589-10948-03457 10487-2000-M6-03 11060-M6NWSFSTZ6/125ATP 24140-M6/-/PWSTWA/TC1/DIN125 | FASTENAL COMPANY OHTA ANIXTER TR FORMAC DIV OF TR FASTENINGS | STM
5733 | 7 | 7 |  | CTAComponent | 2000-M4-03 | 3 | Release | Each | 54.0 | FLAT WASHER - NORMAL SERIES, ISO 7089, M4 CLASS 200H STEEL, ZINC PLATED RoHS FASTENER | 24140-M4/-/PWSTWA/TC1/DIN125 10487-2000-M4-03 A0996-BN 343 M4 CR6+FREE 24432-11103691 11060-M4NWSFSTZ6/125ATP | TR FORMAC DIV OF TR FASTENINGS OHTA BOSSARD FASTENAL ANIXTER | STM
5734 | 7 | 5 |  | CTAComponent | 1010-M3C008-14 | 1 | Release | Each | 2.0 | Phillips Flat Head Screw, ISO 7046, M3-0.5, X8mm Long, Grade 4.8 Steel, Zinc Plated, RoHS Fastener | 20589-10948-03502 11060-M3C8MXFSTZ6/965A | FASTENAL COMPANY ANIXTER | STM
5735 | 7 | 9 |  | CTAComponent | 5439736 | 1 | Release | Each | 2.0 | Foot cable bundler |  |  | CCX
5736 | 7 | 14 |  | CTAComponent | 5449387 | 1 | Release | Each | 2.0 | Workstation limiter |  |  | CCX
5737 | 7 | 15 |  | CTAAssembly | 5449388 | 1 | Release | Each | 1.0 | Cabinet door |  |  | CCX
5738 | 8 | 1 |  | CTAComponent | 5441349 | 1 | Release | Each | 1.0 | Cabinet door cover |  |  | CCX
5739 | 8 | 2 |  | CTAComponent | 5457198 | 1 | Release | Each | 2.0 | Cabinet door holder |  |  | CCX
5740 | 7 | 12 |  | CTAComponent | 5446200 | 1 | Release | Each | 1.0 | Copper grounding bar |  |  | CCX
5741 | 7 | 10 |  | CTAComponent | 5440503 | 2 | Release | Each | 1.0 | Electric component bracket |  |  | CCX
5742 | 7 | 13 |  | CTAComponent | 5446201 | 2 | Release | Each | 2.0 | caster |  |  | CCX
5743 | 7 | 11 |  | CTAAssembly | 5499826 | 1 | Release | Each | 1.0 | Cabinet rear cover |  |  | CCX
5744 | 8 | 2 |  | CTAComponent | 5496758 | 1 | Release | Each | 1.0 | Cabinet rear cover rib |  |  | CCX
5745 | 8 | 1 |  | CTAComponent | 5450648 | 1 | Release | Each | 1.0 | Cabinet rear cover plate |  |  | CCX
5746 | 7 | 16 |  | CTAComponent | 5451426 | 2 | Release | Each | 2.0 | caster with brake |  |  | CCX
5747 | 7 | 17 |  | CTAComponent | 5452025 | 1 | Release | Each | 4.0 | Cable Gate |  |  | CCX
5748 | 7 | 18 |  | CTAComponent | 5454748 | 1 | Release | Each | 1.0 | Locking plate |  |  | CCX
5749 | 7 | 19 |  | CTAComponent | 5459475 | 1 | Release | Each | 1.0 | Top cable bundler |  |  | CCX
5750 | 7 | 21 |  | CTAComponent | 5462481 | 1 | Release | Each | 1.0 | Cabinet left cover plate |  |  | CCX
5751 | 7 | 23 |  | CTAComponent | 5491219 | 1 | Release | Each | 4.0 | pad |  |  | CCX
5752 | 7 | 22 |  | CTAComponent | 5491152 | 1 | Release | Each | 1.0 | Switch power bracket |  |  | CCX
5753 | 7 | 20 |  | CTAComponent | 5460240 | 2 | Release | Each | 1.0 | Lock |  |  | CCX
5754 | 7 | 24 |  | CTAAssembly | 5491221 | 3 | Release | Each | 1.0 | Cabinet frame |  |  | CCX
5755 | 8 | 1 |  | CTAComponent | 5437395 | 2 | Release | Each | 1.0 | Cabinet frame base |  |  | CCX
5756 | 8 | 3 |  | CTAComponent | 5449847 | 1 | Release | Each | 1.0 | Cabinet frame rear beam |  |  | CCX
5757 | 8 | 2 |  | CTAComponent | 5439738 | 1 | Release | Each | 1.0 | Cabinet frame front beam |  |  | CCX
5758 | 8 | 7 |  | CTAComponent | 5497941 | 1 | Release | Each | 18.0 | nut block for column |  |  | CCX
5759 | 8 | 6 |  | CTAComponent | 5497940 | 1 | Release | Each | 2.0 | nut block for column |  |  | CCX
5760 | 8 | 5 |  | CTAComponent | 5495367 | 2 | Release | Each | 1.0 | Workstation install base |  |  | CCX
5761 | 8 | 4 |  | CTAComponent | 5491226 | 1 | Release | Each | 2.0 | Caster install base |  |  | CCX
5762 | 8 | 8 |  | CTAComponent | 5500903 | 1 | Release | Each | 2.0 | PS800R cabinet caster install plate |  |  | CCX
5763 | 7 | 26 |  | CTAComponent | 5495366 | 1 | Release | Each | 1.0 | Door adjuster |  |  | CCX
5764 | 7 | 25 |  | CTAAssembly | 5491227 | 1 | Release | Each | 2.0 | Cabinet door bracket |  |  | CCX
5765 | 8 | 1 |  | CTAComponent | 5439737 | 1 | Release | Each | 1.0 | Cabinet door bracket base |  |  | CCX
5766 | 8 | 2 |  | CTAComponent | 5491233 | 1 | Release | Each | 1.0 | Cabinet door bracket connector |  |  | CCX
5767 | 8 | 3 |  | CTAComponent | 5491234 | 1 | Release | Each | 1.0 | Cabinet door shaft |  |  | CCX
5768 | 7 | 30 |  | CTAComponent | 1000-M6C014-04 | 1 | Release | Each | 16.0 | Hexagon Socket Head Cap Screw, M6-1, X14mm Long, Grade 8.8 Steel, Zinc Plated, RoHS Fastener | 10487-1000-M6C014-04 | OHTA | STM
5769 | 7 | 29 |  | CTAComponent | C2106-M6-02 | 3 | Release | Each | 21.0 | Spring Lock Washer, M6, Zinc plated, Rohs Fastener | 24140-C2106-M6-02 | TR FORMAC DIV OF TR FASTENINGS | HLE
5770 | 7 | 28 |  | CTAComponent | C2106-M4-02 | 3 | Release | Each | 54.0 | Spring Lock Washer, M4, Zinc plated, Rohs Fastener | 24140-C2106-M4-02 | TR FORMAC DIV OF TR FASTENINGS | HLE
5771 | 5 | 7 |  | CTAComponent | 5462293 | 2 | Release | Each | 1.0 | Switch Power |  |  | CCX
5772 | 5 | 11 |  | CTAComponent | C2106-M4-02 | 3 | Release | Each | 1.0 | Spring Lock Washer, M4, Zinc plated, Rohs Fastener | 24140-C2106-M4-02 | TR FORMAC DIV OF TR FASTENINGS | HLE
5773 | 5 | 10 |  | CTAComponent | 3000-M4C-04 | 5 | Release | Each | 1.0 | Hexagon Nut, ISO4032, M4-0.7, Grade 8 Steel, Zinc Plated, RoHS Fastener | 24140-M4/-/HFH8-/TC1D/DIN934 A0996-BN117 M4 CR6+FREE 20589-10948-03686 11060-M4CNFHC7Z6/934 | TR FORMAC DIV OF TR FASTENINGS BOSSARD FASTENAL COMPANY ANIXTER | STM
5774 | 5 | 6 |  | CTAComponent | 5452637 | 3 | Release | Each | 1.0 | Cabinet Power Harness |  |  | HLE
5775 | 5 | 1 |  | CTAComponent | 5132190 | 1 | Release | Each | 1.0 | Thales PCU and PCU power cable. For TH800 and TH800 |  |  | HLE
5776 | 5 | 8 |  | CTAAssembly | 5473934 | 5 | Release | Each | 1.0 | IF Board Assembly |  |  | CCX
5777 | 6 | 2 |  | CTACircuitBoard | 5436648 | 4 | Release | Each | 1.0 | Precision THUNIS-800+ IF board |  |  | CCX
5778 | 7 |  | C53 | CTAOOC | 2183937-3 | 2 | Standard | Each | 1.0 | CAPA TANT 2,2UF 10% 35V 3528 | 08390-T491B225K035AT 19214-TAJB225K035RNJ | KEMET AVX/KYOCERA | STE
5779 | 7 |  | J8, J10 | CTAOOC | 2137666-4 | 0 | Not Recommended | Each | 2.0 | CONNECTOR 5 CONTACTS 600 VOLTS 3 AMP SINGLE ROW .125~ STRAIGHT HEADER WITH POLARIZATION SLOTS | 01525 70545-0039 | MOLEX | CXR
5780 | 7 |  | J5 | CTAOOC | 2213608-2 | 6 | Standard | Each | 1.0 | CONNEC SUBD 15C PWB STR RECEP+440LK | 00214-D15S24A6GV00LF 10099-09 66 251 5513 | FCI HARTING | STE
5781 | 7 |  | C54 | CTAOOC | 2235239 | 3 | Standard | Each | 1.0 | CAPACITOR X7R 2.2NF 10 PERCENT 50V 0603 | 18981-VJ0603Y222KXA 11962-CC0603KRX7R9BB222 03041-C1608X7R1H222K | VISHAY YAGEO TDK | STE
5782 | 7 |  | J17 | CTAOOC | 2213608-3 | 7 | Standard | Each | 1.0 | CONNEC SUBD 25C PWB STR RECEP+440LKC | 10099-09 66 351 5513 00214-D25S24A6GV00LF | HARTING FCI | STE
5783 | 7 |  | J7 | CTAOOC | 2213607-4 | 8 | Standard | Each | 1.0 | CONNEC SUBD 37C PWB STR PLUG+440LK | 00214-D37P24A6GV00LF 10099-09 65 461 5713 | FCI HARTING | STE
5784 | 7 |  | J3, J4 | CTAOOC | 2213607-3 | 8 | Standard | Each | 2.0 | CONNEC SUBD 25C PWB STR PLUG+440LK | 00214-D25P24A6GV00LF 10099-09 65 361 5713 | FCI HARTING | STE
5785 | 7 |  | J14 | CTAOOC | 2186198-9 | 2 | Standard | Each | 1.0 | CONNECTOR 5.08MM MSTBA, 1X5POS HEADER, RIGHT ANGLE, TINNED, PWB2.4 | 11675 1757271 18996-796638-5 | PHOENIX CONTACTS TE CONNECTIVITY | STE
5786 | 7 |  | C49, C56, C60 | CTAOOC | 2298052 | 5 | Standard | Each | 3.0 | U6203CS CAPACITOR FIXED 100 uFARADS | 07092-EEEHA1C101WP 06533-UWZ1C101MCL1GB | PANASONIC NICHICON CORPORATION | STE
5787 | 7 |  | PS1 | CTAOOC | 2252400-4 | 1 | Restricted | Each | 1.0 | POWER SUPPLY 5 VOLTS 306m AMPS 5 VOL REGULATED, 1000V ISOLATION, SO-28 | 00495-DCR010505UE4 | TEXAS INSTRUMENTS | STE
5788 | 7 |  | S2 | CTAOOC | 2253364-2 | 3 | Not Recommended | Each | 1.0 | SURFACE MOUNT DIP SWITCH, 4 POSITION GULL WING WITH POLYIMIDE TAPE SEAL MACHINE-INSERTABLE. WARNING: Unknown Whisker Risk | 05229-90HBW04PRT 00031-219004MST | GRAYHILL CTS CORP | STE
5789 | 7 |  | U18 | CTAOOC | 2276618-3 | 1 | Not Recommended | Each | 1.0 | PROGRAMMABLE LOGIC DEVICE FPGA | 10208-EP1K100QC208-3N | ALTERA | STE
5790 | 7 |  | DS32-DS38 | CTAOOC | 2279219-3 | 1 | Standard | Each | 7.0 | LED YEL LTST-C190Y 0603 SMD | 09050 AY1111C 00941 HSMY-C190 11520 LTST-C190YKT 18802 AP1608YC | STANLEY ELECTRIC CO LTD AVAGO TECHNOLOGIES LITE-ON KINGBRIGHT | STE
5791 | 7 |  | DS1-DS31 | CTAOOC | 2279219-2 | 1 | Standard | Each | 31.0 | LED GREEN LTST-C190G 0603 SMD | 18802 AP1608SGC 00941 HSMG-C190 11520 LTST-C190GKT 09050 PG1111C | KINGBRIGHT AVAGO TECHNOLOGIES LITE-ON STANLEY ELECTRIC CO LTD | STE
5792 | 7 |  | U19, U20 | CTAOOC | 2246237-2 | 3 | Standard | Each | 2.0 | DRIVER-RECEIVER UART WITH 16 BYTE FIFO 3.3-5V SUPPLY, 48-TQFP NOTE ONLY TI PART HAS AUTOFLOW CNTRL | 00495-TL16C550CPTG4 ZZE10-ST16C550CQ48-F | TEXAS INSTRUMENTS EXAR | STE
5793 | 7 |  | U13 | CTAOOC | 2240583 | 1 | Standard | Each | 1.0 | CONFIGURATION SERIAL EPROM, 2M FLASH | 10208-EPC2LC20N | ALTERA | STE
5794 | 7 |  | C13-C18, C20, C21, C55 | CTAOOC | 2240282-7 | 3 | Standard | Each | 9.0 | CAPA X7R 1UF 10% 25V 1206 | 19214-12063C105KAT 08390 C1206C105K3RAC | AVX/KYOCERA KEMET | STE
5795 | 7 |  | J13 | CTAOOC | 46-230149P2 | 2 | Restricted | Each | 1.0 | CONNECTOR COAXIAL, BNC 50 OHM, STRAIGHT RECEPTACLE, PWB, METAL BODY, GOLD CONTACT, NICKEL PLATE OVER BRASS. MOUNTS TO CIRCUIT BOARD WITH SOLDER MOUNTING POSTS. DOES NOT COME WITH MOUNTING HW. MUST SPEC: WASHER 46-287874P1 AND HEX NU 46-230097P1 | 18996-5227673-1 | TE CONNECTIVITY | STE
5796 | 7 |  | S1 | CTAOOC | 46-257883P1 | 6 | Standard | Each | 1.0 | SWITCH, MOMENTARY PUSH BUTTON, SPST NO, R.A. HORIZONTAL, 0.4VA at 20VAC-DC, 100MA MAX, PWB THRU HOLE | 03368 EP11SD1ABE 11624-AB11AH-RO 11624-AB11AH | C&K COMPONENTS NKK SWITCHES NKK SWITCHES | STE
5797 | 7 |  | J9 | CTAOOC | 46-221802P9 | 1 | Not Recommended | Each | 1.0 | CONNECTOR_NEW 6 POSITION PIN HEADER TIN PLATING, POWER CONNECTOR. WARNING: Unknown Whisker Risk | 18996-640500-5 | TE CONNECTIVITY | STE
5798 | 7 |  | C47, C58 | CTAOOC | 2378166 | 4 | Standard | Each | 2.0 | U6211CS CAPACITOR FIXED 10U FARADS | 06533-UWZ1V100MCL1GB 07092-EEEHA1V100R 10220-EMVE350ADA100ME55G | NICHICON CORPORATION PANASONIC CHEMI-CON | STE
5799 | 7 |  | J6 | CTAOOC | 2407021 | 0 | Not Recommended | Each | 1.0 | U0138FD CONNECTOR_NEW D-SUB 9 EACH | 00234 787176-1 00214 D09P91C6PV00 | TE CONNECTIVITY / AMP FCI | YEN
5800 | 7 |  | J15 | CTAOOC | 46-221703P17 | 4 | Restricted | Each | 1.0 | CONNECTOR, 2.54MM, 2X25POS, STRAIGHT, LONG LATCHES, 4-WALL AMP PART IS RESTRICTED DUE TO THE FACT THAT IT REQUIRES A .250 LONG SCREW TO RETAIN IT. | 00266-N3433-6303RB | 3M (MINNESOTA MINING MFG) | STE
5801 | 7 |  | J2 | CTAOOC | 2374435-2 | 1 | Restricted | Each | 1.0 | CONNECTOR_NEW D-SUB PLASTIC SHELL 9 PIN VERTICAL RECEPTACLE | 18996-5745076-4 | TE CONNECTIVITY | STE
5802 | 7 |  | J1 | CTAOOC | 2328273 | 0 | Restricted | Each | 1.0 | CONNEC 3/U-FIT 2X3C R-A HEADER | 01525 43045-0600 | MOLEX | EUR
5803 | 7 |  | R3-R9, R25-R27, R46, R49, R62, R65, R77-R80, R82, R83, R86, R87, R94, R95, R98, R99, R106, R110-R112, R125-R130, R132, R133, R139-R219, R229-R231, R238-R248 | CTAOOC | 46-312792P124 | 5 | Standard | Each | 133.0 | RESISTOR 4.99k OHMS 1 % .125 WATTS | 11962-RC0805FR-074K99L 18981-CRCW08054K99FKE 06725-RK73H2ATTD4991F 00006-WCR0805LF4991F 05498-MC08054991FTW 02254-MCR10EZPF4991 | YAGEO VISHAY KOA IRC RCD COMPONENTS INC. ROHM | STE
5804 | 7 |  | R10-R24, R30-R44, R50-R61, R220-R228 | CTAOOC | 46-312792P127 | 5 | Standard | Each | 51.0 | RESISTOR 6.81k OHMS 1 PERCENT .125 WATTS | 11962-RC0805FR-076K81L 05498-MC08056811FTW 00006-WCR0805LF6811F 06725-RK73H2ATTD6811F 18981-CRCW08056K81FKE 02254-MCR10EZPF6811 | YAGEO RCD COMPONENTS INC. IRC KOA VISHAY ROHM | STE
5805 | 7 |  | R1, R2, R81, R84, R85, R88-R93, R96, R97, R100-R104, R113-R120, R122-R124, R134-R137, R232-R235 | CTAOOC | 46-312792P17 | 2 | Standard | Each | 37.0 | RESISTOR 475 OHMS 1 % .125 WATTS 100V 0805 CASE SIZE THICK FILM +-100 PPM/C | 11962-RC0805FR-07475RL 00006-WCR0805LF4750F 18981-CRCW0805475RFKE 05498-MC08054750FTW | YAGEO IRC VISHAY RCD COMPONENTS INC. | STE
5806 | 7 |  | R48 | CTAOOC | 46-312792P18 | 2 | Standard | Each | 1.0 | RESISTOR 10 OHMS 1 PERCENT .125 WATTS SURFACE MOUNTING 100PPM/DEG C 100V L .079 W .050 T .018 | 18981-CRCW080510R0FKE 11962-RC0805FR-0710RL 05498-MC080510R0FTW 00006-WCR0805LF10R0F | VISHAY YAGEO RCD COMPONENTS INC. IRC | STE
5807 | 7 |  | R28, R29, R45, R47, R63, R64, R66-R69 | CTAOOC | 46-312792P13 | 4 | Standard | Each | 10.0 | RESISTOR 1k OHMS 1 PERCENT .125 WATTS 0805 CASE SIZE | 11623-NRC10F1001TRF 05498-MC08051001FTW 18981-CRCW08051K00FKE 06725-RK73H2ATTD1001F 00006-WCR0805LF1001F | NIC COMPONENTS CORPORATION RCD COMPONENTS INC. VISHAY KOA IRC | STE
5808 | 7 |  | TP1-TP14 | CTAOOC | 46-301752P5 | 3 | Standard | Each | 14.0 | CONNECTOR 1 CONTACTS SURFACE MOUNT PRINTED CIRCUIT TEST POINTS | 04947 5016 ZZC70-TP-107-02-1-T | KEYSTONE ELECTRONICS CORP COMPONENTS CORPORATION | STE
5809 | 7 |  | K1-K10 | CTAOOC | 46-312336P2 | 3 | Standard | Each | 10.0 | RELAY SMD, DPDT, 5V SINGLE SIDE STABLE COIL, 5V, SURFACE MOUNT, 2 FORM C, TQ2SA-5V | 07092-TQ2SA-5V | PANASONIC | STE
5810 | 7 |  | J11 | CTAOOC | 46-289446P7 | 1 | Restricted | Each | 1.0 | CONNECTOR 2 CONTACTS 250 VOLTS 3 AMP SINGLE ROW, RIGHT ANGLE LOW PROFILE | 01525 70553-0001 | MOLEX | STE
5811 | 7 |  | D1-D31 | CTAOOC | 46-315841P2 | 1 | Standard | Each | 31.0 | SEMICONDUCTOR:DIODE 75 VOLTS 200m AM HIGH CONDUCTANCE LOW LEAKAGE SOT-23 | 18846-BAS116LT1G | ON SEMICONDUCTOR | STE
5812 | 7 |  | C1-C12,C19,C22,C23, C24,C25,C26,C27,C28,C29,C30,C31,C32,C33,C34,C35,C36,C37,C38,C39,C40,C41,C42,C43,C44,C45,C46,C48,C50,C51,C52,C57,C59,C61,C62,C63,C64,C65,C66,C67,C68,C69,C70,C71,C72,C73,C74,C75,C76,C77,C78,C79,C80,C81,C82,C83,C84,C85,C86,C87,C88 | CTAOOC | 2187107-6 | 3 | Not Recommended | Each | 72.0 | CAPACITOR FIXED .1u FARADS 50 VOLTS | 08390 C0805C104K5RAC 07945-CL21B104KBCNNNC | KEMET SAMSUNG | STE
5813 | 7 |  | U11 | CTAOOC | 46-320871P2 | 1 | Restricted | Each | 1.0 | POWER SUPPLY SUPERVISOR WITH RESET SOP8 MAX701 | 07438-MAX701CSA+ | MAXIM INTEGRATED PRODUCTS | STE
5814 | 7 |  | R105 | CTAOOC | 46-312792P57 | 3 | Standard | Each | 1.0 | RESISTOR 100k OHMS 1 PERCENT .125 WATTS 0805 PACKAGE 100 VOLTS | 05498-MC08051003FTW 06725-RK73H2ATTD1003F 18981-CRCW0805100KFKE 00006-WCR0805LF1003F | RCD COMPONENTS INC. KOA VISHAY IRC | STE
5815 | 7 |  | R108, R109 | CTAOOC | 46-312792P7 | 4 | Standard | Each | 2.0 | RESISTOR 10k OHMS 1 PERCENT .125 WATTS SURFACE MOUNTING 0805 PACKAGE 100 PPM/DEGREE C 100V L .079 W .050 T .018 | 11623-NRC10F1002TRF 05498-MC08051002FTW 18981-CRCW080510K0FKE 00006-WCR0805LF1002F 06725-RK73H2ATTD1002F | NIC COMPONENTS CORPORATION RCD COMPONENTS INC. VISHAY IRC KOA | STE
5816 | 7 |  | R107 | CTAOOC | 46-312792P41 | 3 | Standard | Each | 1.0 | RESISTOR 1M OHMS 1 % .125 WATTS | 18981-CRCW08051M00FKE 06725-RK73H2ATTD1004F 00006-WCR0805LF1004F 05498-MC08051004FTW | VISHAY KOA IRC RCD COMPONENTS INC. | STE
5817 | 7 |  | R70-R76, R121, R131, R138, R236, R237 | CTAOOC | 46-312792P187 | 7 | Standard | Each | 12.0 | RESISTOR 200 OHMS 1 PERCENT .125 WATTS | 06725-RK73H2ATTD2000F 18981-CRCW0805200RFKE 00006-WCR0805LF2000F 11962-RC0805FR-07200RL 05498-MC08052000FTW 02254-MCR10EZPF2000 | KOA VISHAY IRC YAGEO RCD COMPONENTS INC. ROHM | STE
5818 | 7 | 1 |  | CTAOOC | 46-311182P1 | 4 | Restricted | Each | 1.0 | 20-PIN PLCC WITHOUT LOCATING POST AMP 20-PIN PLCC SOCKET CHANGED TO PA RT WITH NO LOCATING POST. QF | 18996-822516-3 | TE CONNECTIVITY | STE
5819 | 7 |  | U7,U8,U10,U12,U22,U25,U31 | CTAOOC | 2364058-4 | 1 | Standard | Each | 7.0 | I.C PHOTOCOUP X4 SOL16 4.4MM | 18981-TCMT4100 22942-ACPL-247-560E | VISHAY AVAGO | STE
5820 | 7 | 3 |  | CTAComponent | 516A770P408 | 0 | Release | Each | 2.0 | SCREW SCREW OLD F65D6B1 BLK OX |  |  | CXR
5821 | 7 | 4 |  | CTAComponent | 5343400-2 | 1 | Release | Each | 10.0 | NYLON WAHER, RICHCO NWE-34815-M3 |  |  | HWE
5822 | 7 |  | U1-U6, U9, U14-U17, U21, U24, U26, U29, U30, U32 | CTAComponent | 5483237 | 1 | Release | Each | 17.0 | HEX SCHMITT-TRIGGER INVERTER,TSSOP14 SMT,Countinuous output current up to 50mA. |  |  | CCX
5823 | 7 |  | G1 | CTAComponent | 5483194 | 1 | Release | Each | 1.0 | 6.144M,5V input, 5x7mm SMT,Crystal oscillator. |  |  | CCX
5824 | 7 | 2 |  | CTACircuitBoard | 5450459 | 1 | Release | Each | 1.0 | PWB for Precision THUNIS-800+ IF Board |  |  | HLE
5825 | 7 |  | U23, U27 | CTAOOC | 2114542-2 | 2 | Standard | Each | 2.0 | INT TRANSC 232E SOLP16 .3 SMD | 01649-ADM1181AARWZ | ANALOG DEVICES, INC. | STE
5826 | 7 |  | J16 | CTAOOC | 2137666 | 1 | Standard | Each | 1.0 | CONNECTOR 2 CONTACTS 600 VOLTS 3 AMP SINGLE ROW .120 STRAIGHT HEADER WITH POLARIZATION SLOTS. | 01525 70545-0036 | MOLEX | STE
5827 | 7 |  | Q1-Q3 | CTAOOC | 2111738 | 3 | Standard | Each | 3.0 | SEMICONDUCTOR:TRANSISTOR .5 AMPS 25m | 00495-ULN2803ADWG4 03439-ULN2803AFWG | TEXAS INSTRUMENTS TOSHIBA | STA
5828 | 7 |  | VR2 | CTAOOC | 2105122-4 | 1 | Standard | Each | 1.0 | 2.5 V FIXED VOLTAGE REGULATOR 800 MA INTERNAL OVERCURRENT LIMITING CIRCUITRY, SURFACE MOUNT. | 06921-LT1118CST-2.5#PBF | LINEAR TECHNOLOGY | STE
5829 | 7 |  | J12 | CTAOOC | 2106009-6 | 1 | Restricted | Each | 1.0 | CONNEC LOW-PROF TRANSI 10C HEAD STR | 01940 821-A010P-AM-A00 00214-75869-101LF 00266-N2510-6002RB 10099-09 18 510 6324 18996-5103308-1 | AMPHENOL FCI 3M (MINNESOTA MINING MFG) HARTING TE CONNECTIVITY | STE
5830 | 7 |  | VR1 | CTAOOC | 2105122-2 | 3 | Standard | Each | 1.0 | REGULATOR AND REFERENCE VOLTAGE REGU INTERNAL OVERCURRENT LIMITING CIRCUITRY | 06921-LT1117CST-3.3#PBF 00495-REG1117-3.3G4 00036-LM1117MPX-3.3/NOPB 00495-LM1117MPX-3.3/NOPB | LINEAR TECHNOLOGY TEXAS INSTRUMENTS NATIONAL SEMICONDUCTOR TEXAS INSTRUMENTS | STE
5831 | 6 | 1 |  | CTASoftware | 5473582 | 1 | Release | Each | 1.0 | CONSOLE INTERFACE BOARD FPGA LOGIC |  |  | HLE
5832 | 5 | 4 |  | CTAComponent | 5445936 | 1 | Release | Each | 1.0 | Cabinet Power Terminal Harness |  |  | HLE
5833 | 5 | 3 |  | CTAComponent | 5441129 | 3 | Release | Each | 1.0 | Switch Power |  |  | CCX
5834 | 4 | 6 |  | ECCCollectorPart | 5498550 | 1 | Release | Each | 1.0 | pt800+ console fuse collector |  |  | CCX
5835 | 5 |  | 8A fuse | CTAComponent | 5447604 | 1 | Release | Each | 2.0 | 8A Fuse |  |  | HLE
5836 | 4 | 1 |  | CTAComponent | 5119258-ROHS | 4 | Release | Each | 1.0 | Storm console footswitch assembly |  |  | CCX
5837 | 3 | 6 |  | CTAAssembly | 5439221 | 3 | Release | Each | 1.0 | PDU for Precision THUNIS-800+ |  |  | HLE
5838 | 3 | 11 |  | ECCCollectorPart | 5439215 | 2 | Release | Each | 1.0 | MIS cables for Precision THUNIS-800+ |  |  | HLE
5839 | 4 | 2 |  | CTAComponent | 5450388 | 1 | Release | Each | 1.0 | MIS PCU Generator Interface Cable |  |  | HLE
5840 | 4 | 3 |  | CTAComponent | 5437146 | 3 | Release | Each | 1.0 | MIS II Power and Control Cable |  |  | HLE
5841 | 4 | 4 |  | CTAComponent | 5442714 | 1 | Release | Each | 1.0 | MIS CPI Input Power Cable1 U |  |  | HLE
5842 | 4 | 5 |  | CTAComponent | 5438694 | 1 | Release | Each | 1.0 | MIS CPI Input Power Cable3 W |  |  | HLE
5843 | 4 | 1 |  | CTAComponent | 5462260 | 2 | Release | Each | 1.0 | MIS IF board Generator IF board Interface Cable |  |  | HLE
5844 | 4 | 10 |  | CTAComponent | 5451170 | 2 | Release | Each | 1.0 | MIS IF board Generator Digital Interface Cable |  |  | HLE
5845 | 4 | 11 |  | CTAComponent | 5449152 | 1 | Release | Each | 1.0 | MIS System Console Power Cable |  |  | HLE
5846 | 4 | 9 |  | CTAComponent | 5451169 | 1 | Release | Each | 1.0 | MIS System Console Ground Cable |  |  | HLE
5847 | 4 | 7 |  | CTAComponent | 5440236 | 3 | Release | Each | 1.0 | MIS PDU Power ON Cable 2 core |  |  | CCX
5848 | 4 | 8 |  | CTAComponent | 5440237 | 1 | Release | Each | 1.0 | MIS PDU CPI Ground Cable 4# |  |  | HLE
5849 | 4 | 6 |  | CTAComponent | 5456162 | 1 | Release | Each | 1.0 | MIS CPI Input Power Cable2 V |  |  | HLE
5850 | 4 | 16 |  | CTAComponent | 5450222 | 1 | Release | Each | 1.0 | MIS Tube Fan Cable |  |  | HLE
5851 | 4 | 18 |  | CTAComponent | 5436460 | 2 | Release | Each | 1.0 | MIS TABLE POWER CABLE |  |  | HLE
5852 | 4 | 15 |  | CTAComponent | 5451171 | 3 | Release | Each | 1.0 | MIS AEC Feedback Coaxial Cable |  |  | CCX
5853 | 4 | 12 |  | CTAComponent | 5436625 | 2 | Release | Each | 1.0 | MIS collimator light SW cable |  |  | HLE
5854 | 4 | 20 |  | CTAComponent | 5460585 | 2 | Release | Each | 1.0 | MIS intercom communication Cable |  |  | HLE
5855 | 4 | 19 |  | CTAComponent | 5439491 | 1 | Release | Each | 1.0 | MIS PDU-Table Ground Cable |  |  | HLE
5856 | 4 | 21 |  | CTAComponent | 5122632 | 1 | Release | Each | 2.0 | HV Cable | 24192-5122632 | BEIJING GUANGRUI MACHINERY CO | HLE
5857 | 4 | 22 |  | ECCCollectorPart | 5479942 | 3 | Release | Each | 1.0 | MIS Gen. Tube Anode and ground cable assembly |  |  | CCX
5858 | 5 | 2 |  | CTAComponent | 5451994 | 2 | Release | Each | 1.0 | MIS Gen. Tube ground cable |  |  | HLE
5859 | 5 | 3 |  | CTAComponent | 5479710 | 3 | Release | Each | 2.0 | Ferrite split core snap-on 28A5776-0A2 |  |  | HLE
5860 | 5 | 1 |  | CTAComponent | 5445938 | 2 | Release | Each | 1.0 | MIS Gen. Tube Anode cable |  |  | HLE
5861 | 3 | 14 |  | CTAComponent | 5123312-3 | 1 | Release | Each | 1.0 | CPI Generator Console PSP |  |  | CCX
5862 | 3 | 2 |  | CTAAssembly | 5480081 | 2 | Release | Each | 1.0 | A-196 X-ray tube assembly for Precision THUNIS-800+ |  |  | CCX
5863 | 4 | 2 |  | CTAAssembly | 5479445 | 3 | Release | Each | 1.0 | Tube holder for A196 |  |  | HLE
5864 | 5 | 2 |  | CTAComponent | 5457707 | 3 | Release | Each | 2.0 | Table tube tilt Button and Cable |  |  | HLE
5865 | 5 | 4 |  | CTAComponent | 1000-M8C025-04 | 3 | Release | Each | 4.0 | Hexagon Socket Head Cap Screw, M8-1.25, X25mm Long, Grade 8.8 Steel, Zinc Plated, RoHS Fastener | 11060-M8C25KCSC9Z6/912 20589-ZS2580025ZP0000 24140-M8/25/SOHTCS/TC1D/DIN912 10487-1000-M8C025-04 | ANIXTER FASTENAL COMPANY TR FORMAC DIV OF TR FASTENINGS OHTA | STM
5866 | 5 | 5 |  | CTAComponent | 2000-M8-03 | 2 | Release | Each | 4.0 | Flat Washer, ISO7089, M8, Steel 200HV, Zinc Plated, RoHS Fastener | 11060-M8NWSFSTZ6/125ATP 20589-10948-03458 25114-2000-M8-03 | ANIXTER FASTENAL COMPANY TR FORMAC SHANGHAI PTE LTD | STM
5867 | 5 | 3 |  | CTAComponent | 1000-M4C045-04 | 1 | Release | Each | 4.0 | Hexagon Socket Head Cap Screw, M4-0.7, X45mm Long, Grade 8.8 Steel, Zinc Plated, RoHS Fastener | 11060-M4C45KCSC9Z6/912 A0996-BN 4 M4 x 45mm CR6+FREE 24140-M4/45/SOHTCS/TC1D/DIN912 24432-11103203 | ANIXTER BOSSARD TR FORMAC DIV OF TR FASTENINGS FASTENAL | STM
5868 | 5 | 1 |  | CTAAssembly | 5436108 | 5 | Release | Each | 1.0 | Tube bracket assembly for A196 |  |  | CCX
5869 | 6 | 2 |  | CTAComponent | 5492696 | 1 | Release | Each | 1.0 | Tube inside clamp 2 |  |  | CCX
5870 | 6 | 1 |  | CTAComponent | 5492695 | 1 | Release | Each | 1.0 | Tube inside clamp 1 |  |  | CCX
5871 | 6 | 6 |  | CTAComponent | 5492698 | 1 | Release | Each | 1.0 | Tube inside clamp 4 |  |  | CCX
5872 | 6 | 5 |  | CTAComponent | 5492697 | 1 | Release | Each | 1.0 | Tube inside clamp 3 |  |  | CCX
5873 | 6 | 4 |  | CTAAssembly | 5492700 | 1 | Release | Each | 1.0 | Tube outside clamp 2 |  |  | CCX
5874 | 7 | 2 |  | CTAComponent | 5492702 | 1 | Release | Each | 1.0 | Clamp 2 |  |  | CCX
5875 | 7 | 1 |  | CTAComponent | 5492701 | 1 | Release | Each | 1.0 | Clamp 1 |  |  | CCX
5876 | 7 | 5 |  | CTAComponent | 2106-M5-14 | 1 | Release | Each | 4.0 | Spring Lock Washer with Flat Ends JIS B1251, M5, Spring Stainless Steel, Rohs Fastener | 24140-2106-M5-14 | TR FORMAC DIV OF TR FASTENINGS | STM
5877 | 7 | 3 |  | CTAComponent | 1000-M5C020-04 | 4 | Release | Each | 4.0 | Hexagon Socket Head Cap Screw, M5-0.8, X20mm Long, Grade 8.8 Steel, Zinc Plated, RoHS Fastener | 11060-M5C20KCSC9Z6/912 24140-M5/20/SOHTCS/TC1D/DIN912 10487-1000-M5C020-04 20589-11103212 A0996-BN 4 M5 x 20mm CR6+FREE | ANIXTER TR FORMAC DIV OF TR FASTENINGS OHTA FASTENAL COMPANY BOSSARD | STM
5878 | 7 | 4 |  | CTAComponent | 2000-M5-03 | 5 | Release | Each | 4.0 | Flat Washer, ISO7089, M5, Steel 200HV, Zinc Plated, RoHS Fastener | A0996-BN343-M5 CR3 11060-M5NWSFSTZ6/125ATP 20589-10948-03456 24140-M5/-/PWSTWA/TC1/DIN125 10487-7130111-5 | BOSSARD ANIXTER FASTENAL COMPANY TR FORMAC DIV OF TR FASTENINGS OHTA | STM
5879 | 6 | 3 |  | CTAAssembly | 5492699 | 1 | Release | Each | 1.0 | Tube outside clamp 1 |  |  | CCX
5880 | 7 | 1 |  | CTAComponent | 5492701 | 1 | Release | Each | 1.0 | Clamp 1 |  |  | CCX
5881 | 7 | 2 |  | CTAComponent | 5492702 | 1 | Release | Each | 1.0 | Clamp 2 |  |  | CCX
5882 | 7 | 3 |  | CTAComponent | 1000-M5C020-04 | 4 | Release | Each | 4.0 | Hexagon Socket Head Cap Screw, M5-0.8, X20mm Long, Grade 8.8 Steel, Zinc Plated, RoHS Fastener | 11060-M5C20KCSC9Z6/912 24140-M5/20/SOHTCS/TC1D/DIN912 10487-1000-M5C020-04 20589-11103212 A0996-BN 4 M5 x 20mm CR6+FREE | ANIXTER TR FORMAC DIV OF TR FASTENINGS OHTA FASTENAL COMPANY BOSSARD | STM
5883 | 7 | 5 |  | CTAComponent | 2106-M5-14 | 1 | Release | Each | 4.0 | Spring Lock Washer with Flat Ends JIS B1251, M5, Spring Stainless Steel, Rohs Fastener | 24140-2106-M5-14 | TR FORMAC DIV OF TR FASTENINGS | STM
5884 | 7 | 4 |  | CTAComponent | 2000-M5-03 | 5 | Release | Each | 4.0 | Flat Washer, ISO7089, M5, Steel 200HV, Zinc Plated, RoHS Fastener | A0996-BN343-M5 CR3 11060-M5NWSFSTZ6/125ATP 20589-10948-03456 24140-M5/-/PWSTWA/TC1/DIN125 10487-7130111-5 | BOSSARD ANIXTER FASTENAL COMPANY TR FORMAC DIV OF TR FASTENINGS OHTA | STM
5885 | 6 | 9 |  | CTAAssembly | 5492705 | 1 | Release | Each | 1.0 | Locking device ASM |  |  | CCX
5886 | 7 | 2 |  | CTAComponent | 5492707 | 1 | Release | Each | 1.0 | Locking device lever |  |  | CCX
5887 | 7 | 3 |  | CTAComponent | 5492708 | 1 | Release | Each | 1.0 | Locking device pin |  |  | CCX
5888 | 7 | 1 |  | CTAComponent | 5492706 | 1 | Release | Each | 1.0 | Locking device bracket |  |  | CCX
5889 | 7 | 4 |  | CTAComponent | 5495676 | 1 | Release | Each | 1.0 | Circlip for shaft_DE-6 |  |  | CCX
5890 | 6 | 10 |  | CTAComponent | 5492710 | 1 | Release | Each | 4.0 | Cover mounting screw |  |  | CCX
5891 | 6 | 8 |  | CTAComponent | 5461795 | 1 | Release | Each | 1.0 | Fan bracket |  |  | CCX
5892 | 6 | 7 |  | CTAAssembly | 5454548 | 1 | Release | Each | 1.0 | Handle ASM |  |  | CCX
5893 | 7 | 2 |  | CTAAssembly | 5492703 | 1 | Release | Each | 1.0 | Handle |  |  | CCX
5894 | 8 | 1 |  | CTAComponent | 5449817 | 1 | Release | Each | 1.0 | Rectangular tube |  |  | CCX
5895 | 8 | 2 |  | CTAAssembly | 5444515 | 1 | Release | Each | 1.0 | Handle |  |  | CCX
5896 | 9 | 2 |  | CTAComponent | 5437365 | 1 | Release | Each | 2.0 | Switch mounting plate |  |  | CCX
5897 | 9 | 1 |  | CTAComponent | 5451400 | 1 | Release | Each | 1.0 | Pipe |  |  | CCX
5898 | 7 | 1 |  | CTAComponent | 5492799 | 1 | Release | Each | 1.0 | Handle bracket |  |  | CCX
5899 | 6 | 12 |  | CTAAssembly | 5492716 | 1 | Release | Each | 1.0 | Locking screw |  |  | CCX
5900 | 7 | 2 |  | CTAComponent | 5492715 | 1 | Release | Each | 1.0 | Screw |  |  | CCX
5901 | 7 | 3 |  | CTAComponent | 4001-M4L010-30 | 2 | Release | Each | 1.0 | Spring Pin, ISO 8752, 4mm Diameter X 10mm Long, Stainless Steel, RoHS Fastener | 11060-M4R10PRPSJ/1481 A0996-BN 337 M4 x 10mm CR6 + Free 20589-O131787 | ANIXTER BOSSARD FASTENAL COMPANY | STM
5902 | 7 | 1 |  | CTAComponent | 5492714 | 1 | Release | Each | 1.0 | Nut |  |  | CCX
5903 | 6 | 13 |  | CTAAssembly | 5438744 | 1 | Release | Each | 1.0 | Electromagnetic brake ASM |  |  | CCX
5904 | 7 | 1 |  | CTAAssembly | 5495284 | 1 | Release | Each | 1.0 | Braking shaft ASM |  |  | CCX
5905 | 8 | 2 |  | CTAComponent | 5436068 | 1 | Release | Each | 1.0 | Connecting plate |  |  | CCX
5906 | 8 | 1 |  | CTAComponent | 5445368 | 1 | Release | Each | 1.0 | Shaft |  |  | CCX
5907 | 7 | 3 |  | CTAAssembly | 5492724 | 1 | Release | Each | 1.0 | Brake bracket |  |  | CCX
5908 | 8 | 2 |  | CTAComponent | 5492721 | 1 | Release | Each | 1.0 | Plate 1 |  |  | CCX
5909 | 8 | 4 |  | CTAComponent | 5492723 | 1 | Release | Each | 2.0 | Plate 3 |  |  | CCX
5910 | 8 | 3 |  | CTAComponent | 5492722 | 1 | Release | Each | 2.0 | Plate 2 |  |  | CCX
5911 | 8 | 1 |  | CTAComponent | 5492720 | 1 | Release | Each | 1.0 | Sleeve |  |  | CCX
5912 | 8 | 6 |  | CTAComponent | 4001-M4L010-30 | 2 | Release | Each | 2.0 | Spring Pin, ISO 8752, 4mm Diameter X 10mm Long, Stainless Steel, RoHS Fastener | 11060-M4R10PRPSJ/1481 A0996-BN 337 M4 x 10mm CR6 + Free 20589-O131787 | ANIXTER BOSSARD FASTENAL COMPANY | STM
5913 | 8 | 5 |  | CTAComponent | 5492725 | 1 | Release | Each | 1.0 | Positioning sleeve |  |  | CCX
5914 | 7 | 6 |  | CTAComponent | 5441134 | 1 | Release | Each | 1.0 | End plate |  |  | CCX
5915 | 7 | 5 |  | CTAComponent | 5450473 | 1 | Release | Each | 1.0 | Shaft sleeve 2 |  |  | CCX
5916 | 7 | 4 |  | CTAComponent | 5492726 | 1 | Release | Each | 1.0 | Key |  |  | CCX
5917 | 7 | 2 |  | CTAComponent | 5448410 | 1 | Release | Each | 1.0 | Shaft sleeve1 |  |  | CCX
5918 | 7 | 10 |  | CTAAssembly | 5492768 | 1 | Release | Each | 1.0 | Limited screw |  |  | CCX
5919 | 8 | 2 |  | CTAComponent | 5492767 | 1 | Release | Each | 1.0 | Nylon head |  |  | CCX
5920 | 8 | 1 |  | CTAComponent | 5492766 | 1 | Release | Each | 1.0 | M8_Screw |  |  | CCX
5921 | 7 | 8 |  | CTAComponent | 5492739 | 2 | Release | Each | 1.0 | Positioning device cover |  |  | CCX
5922 | 7 | 9 |  | CTAAssembly | 5492741 | 1 | Release | Each | 1.0 | Micro switch ASM_tilt |  |  | CCX
5923 | 8 | 2 |  | CTAComponent | 5461564 | 2 | Release | Each | 1.0 | MICRO SWITCH |  |  | HLE
5924 | 8 | 4 |  | CTAComponent | 5459257 | 1 | Release | Each | 1.0 | thread hole plate |  |  | CCX
5925 | 8 | 3 |  | CTAComponent | C1213-M4C030-14 | 1 | Release | Each | 2.0 | GB_T 9074.8，M4x30mm，Grade 4.8 Steel，Zinc finish，RoHS Fastener | 25114-M4/30/PPSTPS/TC1/GB9074.8 | TR FORMAC SHANGHAI PTE LTD | HLE
5926 | 8 | 1 |  | CTAComponent | 5492740 | 1 | Release | Each | 1.0 | Micro switch bracket |  |  | CCX
5927 | 8 | 6 |  | CTAComponent | 5447590 | 1 | Release | Each | 1.0 | through hole plate |  |  | CCX
5928 | 8 | 5 |  | CTAComponent | 5460819 | 1 | Release | Each | 1.0 | insulation piece |  |  | CCX
5929 | 7 | 7 |  | CTAAssembly | 5492738 | 1 | Release | Each | 1.0 | Positioning device |  |  | CCX
5930 | 8 | 1 |  | CTAComponent | 5492727 | 1 | Release | Each | 1.0 | Fixed shaft 1 |  |  | CCX
5931 | 8 | 3 |  | CTAComponent | 5492729 | 1 | Release | Each | 1.0 | Lever |  |  | CCX
5932 | 8 | 4 |  | CTAAssembly | 5492734 | 1 | Release | Each | 1.0 | Wheel ASM |  |  | CCX
5933 | 9 | 2 |  | CTAComponent | 5492731 | 1 | Release | Each | 1.0 | Pin |  |  | CCX
5934 | 9 | 3 |  | CTAComponent | 5492732 | 1 | Release | Each | 1.0 | Wheel |  |  | CCX
5935 | 9 | 1 |  | CTAComponent | 5492730 | 1 | Release | Each | 1.0 | Wheel bracket |  |  | CCX
5936 | 9 | 4 |  | CTAComponent | 5492733 | 1 | Release | Each | 1.0 | Circlip for shaft_DE-4 |  |  | CCX
5937 | 8 | 2 |  | CTAComponent | 5492728 | 1 | Release | Each | 1.0 | Fixed shaft 2 |  |  | CCX
5938 | 8 | 6 |  | CTAComponent | 1000-M4C012-04 | 4 | Release | Each | 2.0 | Hexagon Socket Head Cap Screw, M4-0.7, X12mm Long, Grade 8.8 Steel, Zinc Plated, RoHS Fastener | 11060-M4C12KCSC9Z6/912 24140-M4/12/SOHTCS/TC1D/DIN912 20589-10948-03232 10487-1000-M4C012-04 A0996-BN 4 M4 X 12mm CR6+FREE | ANIXTER TR FORMAC DIV OF TR FASTENINGS FASTENAL COMPANY OHTA BOSSARD | STM
5939 | 8 | 7 |  | CTAComponent | 2000-M4-03 | 3 | Release | Each | 2.0 | FLAT WASHER - NORMAL SERIES, ISO 7089, M4 CLASS 200H STEEL, ZINC PLATED RoHS FASTENER | 24140-M4/-/PWSTWA/TC1/DIN125 10487-2000-M4-03 A0996-BN 343 M4 CR6+FREE 24432-11103691 11060-M4NWSFSTZ6/125ATP | TR FORMAC DIV OF TR FASTENINGS OHTA BOSSARD FASTENAL ANIXTER | STM
5940 | 8 | 5 |  | CTAComponent | 5492735 | 1 | Release | Each | 1.0 | Spring |  |  | CCX
5941 | 8 | 8 |  | CTAComponent | C2106-M4-02 | 3 | Release | Each | 2.0 | Spring Lock Washer, M4, Zinc plated, Rohs Fastener | 24140-C2106-M4-02 | TR FORMAC DIV OF TR FASTENINGS | HLE
5942 | 8 | 10 |  | CTAComponent | 3001-M12C-27 | 1 | Release | Each | 1.0 | Hexagon Thin Nut, ISO4035, M12-1.75, Grade 04 Steel, Zinc Plated, RoHS Fastener | 20589-10948-03716 11060-M12CNFJSTZ6/4035 | FASTENAL COMPANY ANIXTER | STM
5943 | 8 | 9 |  | CTAComponent | 5495677 | 1 | Release | Each | 1.0 | Circlip for shaft_DE-8 |  |  | CCX
5944 | 7 | 12 |  | CTAComponent | 1000-M5C016-04 | 5 | Release | Each | 4.0 | Hexagon Socket Head Cap Screw, M5-0.8, X16mm Long, Grade 8.8 Steel, Zinc Plated, RoHS Fastener | 11060-M5C16KCSC9Z6/912 24140-M5/16/SOHTCS/TC1D/DIN912 10487-1000-M5C016-04 20589-ZS2540016ZP0000 A0996-BN 4 M5 x 16mm CR6+FREE | ANIXTER TR FORMAC DIV OF TR FASTENINGS OHTA FASTENAL COMPANY BOSSARD | STM
5945 | 7 | 13 |  | CTAComponent | 1000-M6C016-04 | 4 | Release | Each | 4.0 | Hexagon Socket Head Cap Screw, M6-1, X16mm Long, Grade 8.8 Steel, Zinc Plated, RoHS Fastener | 20589-10948-03239 10487-1000-M6C016-04 24140-M6/16/SOHTCS/TC1D/DIN912 11060-M6C16KCSC9Z6/912 A0996-BN 4 M6 x 16mm CR6+FREE | FASTENAL COMPANY OHTA TR FORMAC DIV OF TR FASTENINGS ANIXTER BOSSARD | STM
5946 | 7 | 11 |  | CTAComponent | 1000-M5C012-04 | 5 | Release | Each | 2.0 | Hexagon Socket Head Cap Screw, M5-0.8, X12mm Long, Grade 8.8 Steel, Zinc Plated, RoHS Fastener | 11060-M5C12KCSC9Z6/912 10487-1000-M5C012-04 24140-M5/12/SOHTCS/TC1D/DIN912 20589-ZS2540012ZP0000 A0996-BN 3 M5x12mm CR6+FREE | ANIXTER OHTA TR FORMAC DIV OF TR FASTENINGS FASTENAL COMPANY BOSSARD | STM
5947 | 7 | 15 |  | CTAComponent | 2000-M6-03 | 3 | Release | Each | 4.0 | Flat Washer, ISO7089, M6, Steel 200HV, Zinc Plated, RoHS Fastener | 20589-10948-03457 10487-2000-M6-03 11060-M6NWSFSTZ6/125ATP 24140-M6/-/PWSTWA/TC1/DIN125 | FASTENAL COMPANY OHTA ANIXTER TR FORMAC DIV OF TR FASTENINGS | STM
5948 | 7 | 14 |  | CTAComponent | 2000-M5-03 | 5 | Release | Each | 4.0 | Flat Washer, ISO7089, M5, Steel 200HV, Zinc Plated, RoHS Fastener | A0996-BN343-M5 CR3 11060-M5NWSFSTZ6/125ATP 20589-10948-03456 24140-M5/-/PWSTWA/TC1/DIN125 10487-7130111-5 | BOSSARD ANIXTER FASTENAL COMPANY TR FORMAC DIV OF TR FASTENINGS OHTA | STM
5949 | 7 | 18 |  | CTAComponent | C2106-M8-80 | 1 | Release | Each | 1.0 | GB_T 93，M8，Spring Steel，Black Oxide finish，RoHS Fastener | 25114-M8/-/SRSTWA/BO/GB93 | TR FORMAC SHANGHAI PTE LTD | HLE
5950 | 7 | 17 |  | CTAComponent | C2106-M6-02 | 3 | Release | Each | 4.0 | Spring Lock Washer, M6, Zinc plated, Rohs Fastener | 24140-C2106-M6-02 | TR FORMAC DIV OF TR FASTENINGS | HLE
5951 | 7 | 16 |  | CTAComponent | 2000-M8-03 | 2 | Release | Each | 1.0 | Flat Washer, ISO7089, M8, Steel 200HV, Zinc Plated, RoHS Fastener | 11060-M8NWSFSTZ6/125ATP 20589-10948-03458 25114-2000-M8-03 | ANIXTER FASTENAL COMPANY TR FORMAC SHANGHAI PTE LTD | STM
5952 | 7 | 20 |  | CTAComponent | 2206-M5N-05 | 1 | Release | Each | 2.0 | Nord Lock Locking Washer, Standard Series, M5, Steel, Zinc Flake Coated, RoHS Fastener | 24432-O162562 A0996-3220543 24140-M5/-/NWSTWA/DAB | FASTENAL BOSSARD TR FORMAC DIV OF TR FASTENINGS | STM
5953 | 7 | 19 |  | CTAComponent | 2106-M5-14 | 1 | Release | Each | 4.0 | Spring Lock Washer with Flat Ends JIS B1251, M5, Spring Stainless Steel, Rohs Fastener | 24140-2106-M5-14 | TR FORMAC DIV OF TR FASTENINGS | STM
5954 | 7 | 22 |  | CTAComponent | 5462294 | 2 | Release | Each | 1.0 | Electromagnetic brake |  |  | CCX
5955 | 7 | 23 |  | CTAComponent | 5453714 | 1 | Release | Each | 2.0 | Bearing NSK 6007ZZ |  |  | CCX
5956 | 7 | 21 |  | CTAComponent | 3000-M8C-04 | 1 | Release | Each | 1.0 | Hexagon Nut, ISO4032, M8-1.25, Grade 8 Steel, Zinc Plated, RoHS Fastener | 20589-10948-03689 11060-M8CNFHSTZ6/934 | FASTENAL COMPANY ANIXTER | STM
5957 | 7 | 25 |  | CTAComponent | 5492770 | 1 | Release | Each | 1.0 | Circlip for hole-GB893.1-86 62 Series Fastener Drawing RoHS Compliant |  |  | CCX
5958 | 7 | 24 |  | CTAComponent | 5492769 | 1 | Release | Each | 1.0 | Circlip for shaft-GB894.1-86 35 Series Fastener Drawing RoHS Compliant |  |  | CCX
5959 | 6 | 11 |  | CTAAssembly | 5492713 | 1 | Release | Each | 6.0 | Supporting bearing ASM |  |  | CCX
5960 | 7 | 2 |  | CTAComponent | 5492711 | 1 | Release | Each | 1.0 | Bearing NSK 6800ZZ |  |  | CCX
5961 | 7 | 3 |  | CTAComponent | C2106-M8-80 | 1 | Release | Each | 1.0 | GB_T 93，M8，Spring Steel，Black Oxide finish，RoHS Fastener | 25114-M8/-/SRSTWA/BO/GB93 | TR FORMAC SHANGHAI PTE LTD | HLE
5962 | 7 | 1 |  | CTAComponent | 5492712 | 1 | Release | Each | 1.0 | Shaft |  |  | CCX
5963 | 6 | 15 |  | CTAComponent | 1000-M5C012-04 | 5 | Release | Each | 10.0 | Hexagon Socket Head Cap Screw, M5-0.8, X12mm Long, Grade 8.8 Steel, Zinc Plated, RoHS Fastener | 11060-M5C12KCSC9Z6/912 10487-1000-M5C012-04 24140-M5/12/SOHTCS/TC1D/DIN912 20589-ZS2540012ZP0000 A0996-BN 3 M5x12mm CR6+FREE | ANIXTER OHTA TR FORMAC DIV OF TR FASTENINGS FASTENAL COMPANY BOSSARD | STM
5964 | 6 | 16 |  | CTAComponent | 1000-M8C025-04 | 3 | Release | Each | 6.0 | Hexagon Socket Head Cap Screw, M8-1.25, X25mm Long, Grade 8.8 Steel, Zinc Plated, RoHS Fastener | 11060-M8C25KCSC9Z6/912 20589-ZS2580025ZP0000 24140-M8/25/SOHTCS/TC1D/DIN912 10487-1000-M8C025-04 | ANIXTER FASTENAL COMPANY TR FORMAC DIV OF TR FASTENINGS OHTA | STM
5965 | 6 | 14 |  | CTAComponent | 1000-M4C020-04 | 4 | Release | Each | 8.0 | Hexagon Socket Head Cap Screw, M4-0.7, X20mm Long, Grade 8.8 Steel, Zinc Plated, RoHS Fastener | 11060-M4C20KCSC9Z6/912 10487-1000-M4C020-04 20589-10948-03234 24140-M4/20/SOHTCS/TC1D/ISO4762 | ANIXTER OHTA FASTENAL COMPANY TR FORMAC DIV OF TR FASTENINGS | STM
5966 | 6 | 19 |  | CTAComponent | 2000-M8-03 | 2 | Release | Each | 6.0 | Flat Washer, ISO7089, M8, Steel 200HV, Zinc Plated, RoHS Fastener | 11060-M8NWSFSTZ6/125ATP 20589-10948-03458 25114-2000-M8-03 | ANIXTER FASTENAL COMPANY TR FORMAC SHANGHAI PTE LTD | STM
5967 | 6 | 18 |  | CTAComponent | 2000-M6-03 | 3 | Release | Each | 2.0 | Flat Washer, ISO7089, M6, Steel 200HV, Zinc Plated, RoHS Fastener | 20589-10948-03457 10487-2000-M6-03 11060-M6NWSFSTZ6/125ATP 24140-M6/-/PWSTWA/TC1/DIN125 | FASTENAL COMPANY OHTA ANIXTER TR FORMAC DIV OF TR FASTENINGS | STM
5968 | 6 | 17 |  | CTAComponent | 2000-M5-03 | 5 | Release | Each | 6.0 | Flat Washer, ISO7089, M5, Steel 200HV, Zinc Plated, RoHS Fastener | A0996-BN343-M5 CR3 11060-M5NWSFSTZ6/125ATP 20589-10948-03456 24140-M5/-/PWSTWA/TC1/DIN125 10487-7130111-5 | BOSSARD ANIXTER FASTENAL COMPANY TR FORMAC DIV OF TR FASTENINGS OHTA | STM
5969 | 6 | 22 |  | CTAComponent | C2106-M4-02 | 3 | Release | Each | 8.0 | Spring Lock Washer, M4, Zinc plated, Rohs Fastener | 24140-C2106-M4-02 | TR FORMAC DIV OF TR FASTENINGS | HLE
5970 | 6 | 23 |  | CTAComponent | C2106-M6-02 | 3 | Release | Each | 2.0 | Spring Lock Washer, M6, Zinc plated, Rohs Fastener | 24140-C2106-M6-02 | TR FORMAC DIV OF TR FASTENINGS | HLE
5971 | 6 | 21 |  | CTAComponent | 3000-M8C-04 | 1 | Release | Each | 8.0 | Hexagon Nut, ISO4032, M8-1.25, Grade 8 Steel, Zinc Plated, RoHS Fastener | 20589-10948-03689 11060-M8CNFHSTZ6/934 | FASTENAL COMPANY ANIXTER | STM
5972 | 6 | 20 |  | CTAComponent | 2106-M5-14 | 1 | Release | Each | 10.0 | Spring Lock Washer with Flat Ends JIS B1251, M5, Spring Stainless Steel, Rohs Fastener | 24140-2106-M5-14 | TR FORMAC DIV OF TR FASTENINGS | STM
5973 | 6 | 27 |  | CTAComponent | 4001-M5L020-30 | 2 | Release | Each | 4.0 | Spring Pin, ISO 8752, 5mm Diameter X 20mm Long, Stainless Steel, RoHS Fastener | 11060-M5R20PRPSJ/1481 A0996-BN 337 M5 x 20mm CR6 + Free 20589-O131809 | ANIXTER BOSSARD FASTENAL COMPANY | STM
5974 | 6 | 25 |  | CTAComponent | C1213-M5C012-14 | 1 | Release | Each | 2.0 | GB_T 9074.8，M5x12mm，Grade 4.8 Steel，Zinc finish，RoHS Fastener | 25114-M5/12/PPSTPS/TC1/GB9074.8 | TR FORMAC SHANGHAI PTE LTD | HLE
5975 | 6 | 26 |  | CTAComponent | 1000-M6C008-04 | 1 | Release | Each | 2.0 | Hexagon Socket Head Cap Screw, M6-1, X8mm Long, Grade 8.8 Steel, Zinc Plated, RoHS Fastener | 10487-1000-M6C008-04 | OHTA | STM
5976 | 6 | 24 |  | CTAComponent | C2106-M8-80 | 1 | Release | Each | 10.0 | GB_T 93，M8，Spring Steel，Black Oxide finish，RoHS Fastener | 25114-M8/-/SRSTWA/BO/GB93 | TR FORMAC SHANGHAI PTE LTD | HLE
5977 | 6 | 29 |  | CTAComponent | 1000-M6C020-04 | 4 | Release | Each | 4.0 | Hexagon Socket Head Cap Screw, M6-1, X20mm Long, Grade 8.8 Steel, Zinc Plated, RoHS Fastener | 11060-M6C20KCSC9Z6/912 10487-1000-M6C020-04 24140-M6/20/SOHTCS/TC1D/DIN912 20589-10948-03240 A0996-BN 4 M6 x 20mm CR6+FREE | ANIXTER OHTA TR FORMAC DIV OF TR FASTENINGS FASTENAL COMPANY BOSSARD | STM
5978 | 6 | 28 |  | CTAComponent | 2002-M5-02 | 1 | Release | Each | 4.0 | Flat Washer, Small OD Series, ISO7092, M5, Steel 140HV, Zinc Plated, RoHS Fastener | 20589-10948-04491 11060-M5NWSFSTZ6/433 | FASTENAL COMPANY ANIXTER | STM
5979 | 5 | 6 |  | CTAComponent | C2106-M8-80 | 1 | Release | Each | 4.0 | GB_T 93，M8，Spring Steel，Black Oxide finish，RoHS Fastener | 25114-M8/-/SRSTWA/BO/GB93 | TR FORMAC SHANGHAI PTE LTD | HLE
5980 | 4 | 1 |  | CTAComponent | 5121886 | 4 | Release | Each | 1.0 | A196-B135 X-ray Tube |  |  | HLE
5981 | 3 | 3 |  | CTAAssembly | 5479479 | 6 | Release | Each | 1.0 | 12 Inch II assembly |  |  | HLE
5982 | 4 | 6 |  | CTAComponent | 3000-M8C-07 | 1 | Release | Each | 4.0 | Hexagon Nut, ISO4032, M8-1.25, Grade 12 Steel, Black Oxide, RoHS Fastener | 20589-10948-03704 A0996-1090143 11060-M8CNFHXDBO/934 | FASTENAL COMPANY BOSSARD ANIXTER | STM
5983 | 4 | 11 |  | CTAComponent | C2106-M4-02 | 3 | Release | Each | 1.0 | Spring Lock Washer, M4, Zinc plated, Rohs Fastener | 24140-C2106-M4-02 | TR FORMAC DIV OF TR FASTENINGS | HLE
5984 | 4 | 8 |  | CTAComponent | 5461759 | 1 | Release | Each | 3.0 | NYLON BINDING TIE CLAMP KSS CV-180 tie wrap 180x3.6mm Max Bundle Dia 46mm |  |  | HLE
5985 | 4 | 7 |  | CTAComponent | 5445685 | 2 | Release | Each | 1.0 | Connection board with 12 inch II |  |  | CCX
5986 | 4 | 10 |  | CTAAssembly | 5480483 | 5 | Release | Each | 1.0 | 12inch image chain system |  |  | CCX
5987 | 5 | 1 |  | CTAComponent | 5122278 | 1 | Release | Each | 1.0 | CCD Camera |  |  | HLE
5988 | 5 | 3 |  | CTAComponent | 5122280 | 1 | Release | Each | 1.0 | Thales AEC control board |  |  | HLE
5989 | 5 | 2 |  | CTAComponent | 5122279 | 1 | Release | Each | 1.0 | Optics assembly for storm digital |  |  | HLE
5990 | 5 | 5 |  | CTAComponent | 5122282 | 1 | Release | Each | 1.0 | Thales HVPS for storm digital |  |  | HLE
5991 | 5 | 6 |  | CTAComponent | 5122285 | 1 | Release | Each | 1.0 | Cable from PCU to CCD Camera |  |  | HLE
5992 | 5 | 4 |  | CTAComponent | 5122281 | 1 | Release | Each | 1.0 | Thales Optics control board |  |  | HLE
5993 | 5 | 8 |  | CTAComponent | 5455353 | 1 | Release | Each | 1.0 | 12inch Image intensifier tube |  |  | HLE
5994 | 5 | 7 |  | CTAComponent | 5441091 | 1 | Release | Each | 1.0 | Thales ADCS |  |  | HLE
5995 | 4 | 9 |  | CTAComponent | 5479710 | 3 | Release | Each | 1.0 | Ferrite split core snap-on 28A5776-0A2 |  |  | HLE
5996 | 4 | 3 |  | CTAComponent | 2000-M4-03 | 3 | Release | Each | 1.0 | FLAT WASHER - NORMAL SERIES, ISO 7089, M4 CLASS 200H STEEL, ZINC PLATED RoHS FASTENER | 24140-M4/-/PWSTWA/TC1/DIN125 10487-2000-M4-03 A0996-BN 343 M4 CR6+FREE 24432-11103691 11060-M4NWSFSTZ6/125ATP | TR FORMAC DIV OF TR FASTENINGS OHTA BOSSARD FASTENAL ANIXTER | STM
5997 | 4 | 4 |  | CTAComponent | 2000-M8-03 | 2 | Release | Each | 4.0 | Flat Washer, ISO7089, M8, Steel 200HV, Zinc Plated, RoHS Fastener | 11060-M8NWSFSTZ6/125ATP 20589-10948-03458 25114-2000-M8-03 | ANIXTER FASTENAL COMPANY TR FORMAC SHANGHAI PTE LTD | STM
5998 | 4 | 5 |  | CTAComponent | 2203-M8-07 | 3 | Release | Each | 4.0 | Curved Lock Washer, DIN 128A, M8, Spring Steel, Zinc Plated, RoHS Fastener | 20589-10948-04153 11060-M8NLOCSTMZT/128A | FASTENAL COMPANY ANIXTER | STM
5999 | 4 | 2 |  | CTAComponent | 1010-M5C016-14 | 1 | Release | Each | 12.0 | Phillips Flat Head Screw, ISO 7046, M5-0.8, X16mm Long, Grade 4.8 Steel, Zinc Plated, RoHS Fastener | 20589-10948-03516 11060-M5C16MXFSTZ6/965A | FASTENAL COMPANY ANIXTER | STM
6000 | 4 | 1 |  | CTAComponent | 1007-M4C010-14 | 2 | Release | Each | 1.0 | Phillips Pan Head Screw, ISO 7045, M4-0.7, X10mm Long, Grade 4.8 Steel, Zinc Plated, RoHS Fastener | 11060-M4C10MXPSTZ6/7985 20589-10948-03570 24140-M4/10/PPSTMC/TC1/ISO7045 | ANIXTER FASTENAL COMPANY TR FORMAC DIV OF TR FASTENINGS | STM
6001 | 3 | 4 |  | ECCCollectorPart | 5479496 | 1 | Release | Each | 1.0 | YS-51 collimator collector |  |  | HLE
6002 | 4 | 2 |  | CTAAssembly | 5125731-1 | 1 | Release | Each | 1.0 | R-500 AND VR FILTER1 ASSEMBLY |  |  | HLE
6003 | 5 | 2 |  | CTAComponent | 5125730-1 | 1 | Release | Each | 1.0 | R500 AND VR FILTER LABEL1 |  |  | HLE
6004 | 5 | 1 |  | CTAComponent | 5125729-1 | 2 | Release | Each | 1.0 | R500 and VR Filter 1 |  |  | HLE
6005 | 5 | 3 |  | CTAComponent | 5125730-7 | 2 | Release | Each | 1.0 | Filter instruction |  |  | HLE
6006 | 4 | 1 |  | CTAComponent | 5167951 | 10 | Release | Each | 1.0 | PS800+ collimator for global |  |  | CCX
6007 | 4 | 3 |  | CTAAssembly | 5125731-2 | 1 | Release | Each | 1.0 | R-500 AND VR FILTER2 ASSEMBLY |  |  | HLE
6008 | 5 | 1 |  | CTAComponent | 5125729-2 | 2 | Release | Each | 1.0 | R500 and VR Filter 2 |  |  | HLE
6009 | 5 | 2 |  | CTAComponent | 5125730-2 | 1 | Release | Each | 1.0 | R500 and VR Filter Label 2 |  |  | HLE
6010 | 5 | 3 |  | CTAComponent | 5125730-7 | 2 | Release | Each | 1.0 | Filter instruction |  |  | HLE
6011 | 4 | 4 |  | CTAComponent | 2206-M6N-05 | 1 | Release | Each | 4.0 | Nord Lock Locking Washer, Standard Series, M6, Steel, Zinc Flake Coated, RoHS Fastener | 24432-O167039 A0996-5523982 24140-M6/-/NWSTWA/DAB | FASTENAL BOSSARD TR FORMAC DIV OF TR FASTENINGS | STM
6012 | 3 | 9 |  | ECCCollectorPart | 5150270 | 3 | Release | Each | 1.0 | Generator for digital system assembly |  |  | HLE
6013 | 4 | 1 |  | CTAComponent | 5123374 | 7 | Release | Each | 1.0 | Generator for digital system |  |  | HLE
6014 | 4 | 2 |  | CTAComponent | 5442735 | 1 | Release | Each | 1.0 | generator rating plate |  |  | HLE
6015 | 5 | 1 |  | CTAComponent | 46-303268P1 | 10 | Release | Each | 1.0 | PRODUCT LOCATOR CARD FORM FOR RATING PLATES, PRINTED BY DUPLITECH | 25823-46-303268P1 | DL3 | CTZ
6016 | 1 | 21 |  | Finished Good | S1800KU | 1 | Release | Each | 1.0 | PT800ShipLabMex |  |  | CCX
6017 | 2 | 1 |  | CTAComponent | 5496969 | 1 | Release | Each | 1.0 | PS800Refresh shipping label-Mexico |  |  | CCX

## Sheet1
Row Number | Level | Mark Number | Reference Designator | Type | Name | Revision | State | UOM | Quantity | Description | Manufacturer Equivalent part | Manufacturer | RDO
| 0 |  |  | Product Configuration Master | 5480614 | 3
1 | 1 | 12 |  | Finished Good | S1800KE | 0 | Release | Each | 1.0 | PS800+ DICOM OPTION |  |  | HLE
2 | 2 | 1 |  | ECCCollectorPart | 5270135 | 3 | Release | Each | 1.0 | PS800+ DICOM collector part |  |  | CCX
3 | 3 | 2 |  | CTAComponent | 5124331-A | 3 | Release | Each | 1.0 | Digital Imaging Software DICOM option |  |  | HLE
4 | 4 | 1 |  | CTAComponent | 5124332-A | 1 | Release | Each | 1.0 | DICOM key tag |  |  | HLE
5 | 3 | 1 |  | CTASoftware | 5121184-A | 2 | Release | Each | 1.0 | Digital Imaging Workstation |  |  | HLE
6 | 1 | 4 |  | Finished Good | S1800KN | 2 | Release | Each | 1.0 | SPOT FILM TRAY |  |  | HLE
7 | 2 | 1 |  | CTAComponent | 5453691 | 5 | Release | Each | 1.0 | Spot film tray |  |  | CCX
8 | 3 | 5 |  | CTAComponent | 5193771 | 3 | Release | Each | 2.0 | Pioneer WS cassette tray rope wheel base plate 2 |  |  | HLE
9 | 3 | 3 |  | CTAComponent | 5193848 | 2 | Release | Each | 1.0 | Pioneer WS cassette tray bottom slide plate |  |  | HLE
10 | 3 | 1 |  | CTAAssembly | 5494387 | 1 | Release | Each | 1.0 | Cassette tray mainframe assembly |  |  | CCX
11 | 4 | 2 |  | CTAComponent | 5494390 | 1 | Release | Each | 16.0 | M3x10L machine pressure riveting screw |  |  | CCX
12 | 4 | 1 |  | CTAComponent | 5494389 | 1 | Release | Each | 1.0 | Cassette tray mainframe |  |  | CCX
13 | 4 | 3 |  | CTAComponent | 5494391 | 1 | Release | Each | 4.0 | M4x10L machine pressure riveting screw |  |  | CCX
14 | 3 | 6 |  | CTAComponent | 5193822 | 2 | Release | Each | 2.0 | Pioneer WS steel wire |  |  | HLE
15 | 3 | 4 |  | CTAComponent | 5193767 | 3 | Release | Each | 4.0 | Pioneer WS cassette tray rope wheel |  |  | HLE
16 | 3 | 12 |  | CTAComponent | 5193829 | 2 | Release | Each | 2.0 | Pioneer WS cassette tray rope wheel base plate 1 |  |  | HLE
17 | 3 | 16 |  | CTAComponent | 5436101 | 1 | Release | Each | 1.0 | Tray handle |  |  | CCX
18 | 3 | 8 |  | CTAComponent | 5494395 | 1 | Release | Each | 1.0 | Cassette rear sliding baffle chip |  |  | CCX
19 | 3 | 7 |  | CTAComponent | 5193826 | 1 | Release | Each | 1.0 | Pioneer WS cassette tray steel wire press plate 1 |  |  | HLE
20 | 3 | 11 |  | CTAComponent | 5193828 | 1 | Release | Each | 4.0 | Pioneer WS cassette tray bearing bush |  |  | HLE
21 | 3 | 10 |  | CTAComponent | 5456426 | 1 | Release | Each | 2.0 | Rear clamp slider chip |  |  | CCX
22 | 3 | 9 |  | CTAComponent | 5193825 | 2 | Release | Each | 1.0 | Pioneer WS cassette tray slide block 2 |  |  | HLE
23 | 3 | 2 |  | CTAAssembly | 5494392 | 1 | Release | Each | 1.0 | Cassette front sliding baffle assembly |  |  | CCX
24 | 4 | 2 |  | CTAComponent | 5494393 | 1 | Release | Each | 1.0 | Cassette tray top press plate |  |  | CCX
25 | 4 | 1 |  | CTAComponent | 5193839 | 2 | Release | Each | 1.0 | Pioneer WS cassette tray top slide plate |  |  | HLE
26 | 4 | 4 |  | CTAComponent | 5193842 | 2 | Release | Each | 4.0 | Pioneer WS cassette tray join post |  |  | HLE
27 | 4 | 3 |  | CTAComponent | 5494394 | 1 | Release | Each | 2.0 | Cassette tray stop plate |  |  | CCX
28 | 4 | 5 |  | CTAComponent | 5193843 | 1 | Release | Each | 4.0 | Pioneer WS cassette tray top plate slide post 1 |  |  | HLE
29 | 4 | 7 |  | CTAComponent | 1007-M3C006-14 | 2 | Release | Each | 2.0 | Phillips Pan Head Screw, ISO 7045, M3-0.5, X6mm Long, Grade 4.8 Steel, Zinc Plated, RoHS Fastener | 20589-10948-03563 11060-M3C6MXPSTZ6/7985 24140-1007-M3C006-14 | FASTENAL COMPANY ANIXTER TR FORMAC DIV OF TR FASTENINGS | STM
30 | 4 | 6 |  | CTAComponent | 5193844 | 1 | Release | Each | 1.0 | Pioneer WS cassette tray top press plate |  |  | HLE
31 | 4 | 8 |  | CTAComponent | 1007-M4C008-14 | 3 | Release | Each | 8.0 | Phillips Pan Head Screw, ISO 7045, M4-0.7, X8mm Long, Grade 4.8 Steel, Zinc Plated, RoHS Fastener | 20589-10948-03569 11060-M4C8MXPSTZ6/7985 24140-M4/8/PPSTMC/TC1/DIN7985 23982-BN384 4x8 CR3 | FASTENAL COMPANY ANIXTER TR FORMAC DIV OF TR FASTENINGS BOSSARD JAPAN | STM
32 | 3 | 27 |  | CTAComponent | 021-0145 | 1 | Release | Each | 4.0 | Pioneer Program need PSP Document GB-T276 1680-2Z Bearing |  |  | HLE
33 | 3 | 30 |  | CTAComponent | 1007-M3C006-14 | 2 | Release | Each | 8.0 | Phillips Pan Head Screw, ISO 7045, M3-0.5, X6mm Long, Grade 4.8 Steel, Zinc Plated, RoHS Fastener | 20589-10948-03563 11060-M3C6MXPSTZ6/7985 24140-1007-M3C006-14 | FASTENAL COMPANY ANIXTER TR FORMAC DIV OF TR FASTENINGS | STM
34 | 3 | 26 |  | CTAComponent | 1000-M4C012-04 | 4 | Release | Each | 2.0 | Hexagon Socket Head Cap Screw, M4-0.7, X12mm Long, Grade 8.8 Steel, Zinc Plated, RoHS Fastener | 11060-M4C12KCSC9Z6/912 24140-M4/12/SOHTCS/TC1D/DIN912 20589-10948-03232 10487-1000-M4C012-04 A0996-BN 4 M4 X 12mm CR6+FREE | ANIXTER TR FORMAC DIV OF TR FASTENINGS FASTENAL COMPANY OHTA BOSSARD | STM
35 | 3 | 19 |  | CTAComponent | 5494397 | 1 | Release | Each | 2.0 | Cassette tray spring |  |  | CCX
36 | 3 | 20 |  | CTAComponent | 5494399 | 1 | Release | Each | 2.0 | Cassette side baffle |  |  | CCX
37 | 3 | 17 |  | CTAComponent | 5453098 | 1 | Release | Each | 2.0 | Flange cover |  |  | CCX
38 | 3 | 18 |  | CTAComponent | 5442175 | 1 | Release | Each | 1.0 | Tray bottom cover |  |  | CCX
39 | 3 | 24 |  | CTAComponent | C2106-M4-02 | 3 | Release | Each | 4.0 | Spring Lock Washer, M4, Zinc plated, Rohs Fastener | 24140-C2106-M4-02 | TR FORMAC DIV OF TR FASTENINGS | HLE
40 | 3 | 25 |  | CTAComponent | 3000-M4C-04 | 5 | Release | Each | 4.0 | Hexagon Nut, ISO4032, M4-0.7, Grade 8 Steel, Zinc Plated, RoHS Fastener | 24140-M4/-/HFH8-/TC1D/DIN934 A0996-BN117 M4 CR6+FREE 20589-10948-03686 11060-M4CNFHC7Z6/934 | TR FORMAC DIV OF TR FASTENINGS BOSSARD FASTENAL COMPANY ANIXTER | STM
41 | 3 | 28 |  | CTAComponent | 2000-M4-02 | 6 | Release | Each | 2.0 | Flat Washer, ISO7089, M4, Steel 140HV, Zinc Plated, RoHS Fastener | A0996-BN715 M4 CR6 Free 10487-2000-M4-02 11060-M4NWSFSTZ6/125A 20589-10948-03439 24140-M4/-/PWSTWA/TC1/ISO7089 | BOSSARD OHTA ANIXTER FASTENAL COMPANY TR FORMAC DIV OF TR FASTENINGS | STM
42 | 3 | 22 |  | CTAComponent | 2106-M3-05 | 2 | Release | Each | 16.0 | Spring Lock Washer with Flat Ends JIS B1251, M3, Spring Steel, Zinc Plated, Rohs Fastener | 24140-MEP M3/SPSTWA/TC1D/JIS B1251 | TR FORMAC DIV OF TR FASTENINGS | STM
43 | 3 | 23 |  | CTAComponent | 3000-M3C-04 | 3 | Release | Each | 16.0 | Hexagon Nut, ISO4032, M3-0.5, Grade 8 Steel, Zinc Plated, RoHS Fastener | 11060-M3CNFHSTZ6/934 20589-10948-03685 24140-M3/-/HFH8-/TC1D/DIN934 A0996-BN117 M3 CR6+FREE | ANIXTER FASTENAL COMPANY TR FORMAC DIV OF TR FASTENINGS BOSSARD | STM
44 | 3 | 21 |  | CTAComponent | 2000-M3-02 | 2 | Release | Each | 16.0 | Flat Washer, ISO7089, M3, Steel 140HV, Zinc Plated, RoHS Fastener | 11060-M3NWSFSTZ6/125A 20589-10948-03438 A0996-BN715 M3 CR6 Free 24140-M3/-/PWSTWA/TC1 | ANIXTER FASTENAL COMPANY BOSSARD TR FORMAC DIV OF TR FASTENINGS | STM
45 | 3 | 31 |  | CTAComponent | 1010-M3C006-14 | 1 | Release | Each | 4.0 | Phillips Flat Head Screw, ISO 7046, M3-0.5, X6mm Long, Grade 4.8 Steel, Zinc Plated, RoHS Fastener | 20589-10948-03501 11060-M3C6MXFSTZ6/965A | FASTENAL COMPANY ANIXTER | STM
46 | 3 | 29 |  | CTAComponent | 1007-M4C012-14 | 1 | Release | Each | 2.0 | Phillips Pan Head Screw, ISO 7045, M4-0.7, X12mm Long, Grade 4.8 Steel, Zinc Plated, RoHS Fastener | 20589-10948-03571 11060-M4C12MXPSTZ6/7985 | FASTENAL COMPANY ANIXTER | STM
47 | 3 | 32 |  | CTAComponent | 5193837 | 2 | Release | Each | 2.0 | Pioneer WS cassette tray press plate |  |  | HLE
48 | 3 | 33 |  | CTAComponent | 5193845 | 1 | Release | Each | 4.0 | Pioneer WS cassette tray slide post 2 |  |  | HLE
49 | 3 | 34 |  | CTAComponent | 5193836 | 1 | Release | Each | 4.0 | Pioneer WS cassette tray slide post 3 |  |  | HLE
50 | 3 | 14 |  | CTAAssembly | 5494396 | 1 | Release | Each | 1.0 | Cassette baffle assembly |  |  | CCX
51 | 4 | 1 |  | CTAComponent | 5441354 | 1 | Release | Each | 2.0 | Rear clamp frame |  |  | CCX
52 | 4 | 2 |  | CTAComponent | 5193860 | 1 | Release | Each | 10.0 | Pioneer WS cassette tray hinge |  |  | HLE
53 | 4 | 3 |  | CTAComponent | 5193859 | 1 | Release | Each | 8.0 | Pioneer WS cassette tray support plate |  |  | HLE
54 | 4 | 5 |  | CTAComponent | 5193857 | 1 | Release | Each | 8.0 | Pioneer WS cassette tray hinge shaft |  |  | HLE
55 | 4 | 4 |  | CTAComponent | 5193856 | 1 | Release | Each | 8.0 | Pioneer WS cassette tray hinge spring |  |  | HLE
56 | 2 | 2 |  | CTAComponent | 5446803-EN | 1 | Release | Each | 1.0 | Cassette caution label |  |  | CCX
57 | 1 | 13 |  | Finished Good | S1800KM | 1 | Release | Each | 1.0 | DIGITAL IMAGING |  |  | HLE
58 | 2 | 1 |  | CTASoftware | 5121184-A | 2 | Release | Each | 1.0 | Digital Imaging Workstation |  |  | HLE
59 | 1 | 5 |  | Finished Good | S1800JC | 0 | Release | Each | 1.0 | STORM REAL TIME DSA FUNCTION OPTION |  |  | HLE
60 | 2 | 1 |  | ECCCollectorPart | 5124329 | 3 | Release | Each | 1.0 | DSA option |  |  | HLE
61 | 3 | 2 |  | CTAComponent | 5131195 | 1 | Release | Each | 1.0 | Envelope for label packaging |  |  | HLE
62 | 3 | 1 |  | CTAComponent | 5124330 | 1 | Release | Each | 2.0 | DSA label |  |  | HLE
63 | 3 | 3 |  | CTAComponent | 5137372 | 1 | Release | Each | 1.0 | Injector connection cable |  |  | HLE
64 | 3 | 4 |  | CTAOOC | U0442BA | 4 | Standard | Centimeter | 10.0 | TUBE 3X0.25 BLACK | 08456-F2_Z 3X0.25 BLK 10079-VERSAFIT V2 HCV2/3.0 | SUMITOMO ELECTRIC TE CONNECTIVITY / RAYCHEM | YEN
65 | 1 | 19 |  | Finished Good | S1800KT | 1 | Release | Each | 1.0 | PT800+LanKit-CN |  |  | HLE
66 | 2 | 1 |  | ECCCollectorPart | 5480830-ZH-CN | 1 | Release | Each | 1.0 | PT800+LanKit-ZH-CN |  |  | HLE
67 | 3 | 1 |  | CTATechnicalPublication | 5445574-1ZH-CN | 3 | Release | Each | 1.0 | Precision THUNIS-800+ OPERATOR MANUAL - Simplified Chinese |  |  | HLE
68 | 1 | 2 |  | Finished Good | S1800JJ | 1 | Release | Each | 1.0 | PT800+ 50KW 12IN II SYS |  |  | HLE
69 | 2 | 1 |  | ECCCollectorPart | 5462021 | 4 | Release | Each | 1.0 | Precision THUNIS-800+ 50KW system with 12 inch II |  |  | CCX
70 | 3 | 12 |  | ECCCollectorPart | 5480083 | 4 | Release | Each | 1.0 | Accessories for Precision THUNIS-800+ |  |  | CCX
71 | 4 | 2 |  | CTAComponent | 5438938 | 1 | Release | Each | 50.0 | NYLON BINDING TIE CLAMP HellermannTyton T-50L tie wrap 383x4.8mm Max Bundle Dia 105mm |  |  | HLE
72 | 4 | 5 |  | CTAAssembly | 5443544 | 4 | Release | Each | 4.0 | Dolly Assembly |  |  | CCX
73 | 5 | 2 |  | CTAComponent | 5129829 | 1 | Release | Each | 1.0 | FOOT WHWWL |  |  | HLE
74 | 5 | 1 |  | CTAComponent | 5449645 | 1 | Release | Each | 1.0 | Foot Wheel Bracket |  |  | CCX
75 | 5 | 3 |  | CTAComponent | 1000-M12C020-04 | 2 | Release | Each | 3.0 | Hexagon Socket Head Cap Screw, M12-1.75, X20mm Long, Grade 8.8 Steel, Zinc Plated, RoHS Fastener | 20589-10948-03245 11060-M12C20KCSC9Z6/912 10487-1000-M12C020-04 | FASTENAL COMPANY ANIXTER OHTA | STM
76 | 4 | 4 |  | CTAOOC | 5310219 | 1 | Standard | Each | 1.0 | Ferrite split core snap-on 28A5131-0A2 | 10309-28A5131-OA2 | STEWARD | EVS
77 | 4 | 1 |  | CTAComponent | 5461759 | 1 | Release | Each | 50.0 | NYLON BINDING TIE CLAMP KSS CV-180 tie wrap 180x3.6mm Max Bundle Dia 46mm |  |  | HLE
78 | 4 | 3 |  | ECCCollectorPart | 5448457 | 3 | Release | Each | 1.0 | Fuse collector |  |  | HLE
79 | 5 | 1 |  | CTAComponent | 5447604 | 1 | Release | Each | 2.0 | 8A Fuse |  |  | HLE
80 | 5 | 4 |  | CTAComponent | 5449858 | 1 | Release | Each | 1.0 | 4A Fuse |  |  | HLE
81 | 5 | 3 |  | CTAComponent | 5438741 | 1 | Release | Each | 2.0 | 10A fuse |  |  | HLE
82 | 5 | 2 |  | CTAComponent | 5438743 | 1 | Release | Each | 2.0 | 2A fuse |  |  | HLE
83 | 4 | 7 |  | CTAComponent | 5445416-3 | 1 | Release | Each | 2.0 | AVID PRODUCTS STEEL P-CLAMP or R-clamp DIA7.9, WIDE9.7,19243 SCP-5-323-203 |  |  | HLE
84 | 3 | 9 |  | ECCCollectorPart | 5150270 | 3 | Release | Each | 1.0 | Generator for digital system assembly |  |  | HLE
85 | 4 | 1 |  | CTAComponent | 5123374 | 7 | Release | Each | 1.0 | Generator for digital system |  |  | HLE
86 | 4 | 2 |  | CTAComponent | 5442735 | 1 | Release | Each | 1.0 | generator rating plate |  |  | HLE
87 | 5 | 1 |  | CTAComponent | 46-303268P1 | 10 | Release | Each | 1.0 | PRODUCT LOCATOR CARD FORM FOR RATING PLATES, PRINTED BY DUPLITECH | 25823-46-303268P1 | DL3 | CTZ
88 | 3 | 7 |  | CTAComponent | 5438408 | 2 | Release | Each | 1.0 | 19 inch mono displayer |  |  | CCX
89 | 3 | 10 |  | ECCCollectorPart | 5479472 | 6 | Release | Each | 1.0 | PT800+ 50KW 12IN II SYS Label collector |  |  | CCX
90 | 4 | 3 |  | CTAComponent | 5438721-EN | 1 | Release | Each | 1.0 | Warning label for compressor |  |  | CCX
91 | 4 | 16 |  | CTAComponent | 5442749-EN | 1 | Release | Each | 1.0 | Table gear warning label |  |  | CCX
92 | 4 | 19 |  | CTAComponent | 5445163-EN | 1 | Release | Each | 1.0 | Caution label for footrest |  |  | CCX
93 | 4 | 22 |  | CTAComponent | 5456190-EN | 2 | Release | Each | 1.0 | Caution label 2 |  |  | CCX
94 | 4 | 23 |  | CTAComponent | 5456960-EN | 2 | Release | Each | 1.0 | Caution label 3 |  |  | CCX
95 | 4 | 21 |  | CTAComponent | 5451205-EN | 2 | Release | Each | 1.0 | Operation Warning label |  |  | CCX
96 | 4 | 18 |  | CTAComponent | 5443538-EN | 1 | Release | Each | 1.0 | Danger label1 |  |  | CCX
97 | 4 | 15 |  | CTAComponent | 5440265-EN | 1 | Release | Each | 1.0 | PDU Safety Warning |  |  | CCX
98 | 4 | 1 |  | CTAComponent | 5497155 | 3 | Release | Each | 1.0 | PS800Refresh LATAM label |  |  | CCX
99 | 5 | 1 |  | CTAComponent | 5497750 | 1 | Release | Each | 1.0 | Label sheet |  |  | CCX
100 | 4 | 6 |  | CTAComponent | 5462280 | 1 | Release | Each | 2.0 | HV Cable Label- |  |  | HLE
101 | 4 | 4 |  | CTAComponent | 5449450 | 2 | Release | Each | 1.0 | eIFU Label | 19212-5449450 | DURATECH | BAW
102 | 4 | 11 |  | CTAComponent | 5454509 | 1 | Release | Each | 1.0 | PDU rating plate |  |  | HLE
103 | 5 | 1 |  | CTAComponent | 46-303268P1 | 10 | Release | Each | 1.0 | PRODUCT LOCATOR CARD FORM FOR RATING PLATES, PRINTED BY DUPLITECH | 25823-46-303268P1 | DL3 | CTZ
104 | 4 | 10 |  | CTAComponent | 5459238 | 1 | Release | Each | 1.0 | table rating plate |  |  | HLE
105 | 5 | 1 |  | CTAComponent | 46-303268P1 | 10 | Release | Each | 1.0 | PRODUCT LOCATOR CARD FORM FOR RATING PLATES, PRINTED BY DUPLITECH | 25823-46-303268P1 | DL3 | CTZ
106 | 4 | 8 |  | CTAComponent | 5442735 | 1 | Release | Each | 1.0 | generator rating plate |  |  | HLE
107 | 5 | 1 |  | CTAComponent | 46-303268P1 | 10 | Release | Each | 1.0 | PRODUCT LOCATOR CARD FORM FOR RATING PLATES, PRINTED BY DUPLITECH | 25823-46-303268P1 | DL3 | CTZ
108 | 4 | 9 |  | CTAComponent | 5446751 | 1 | Release | Each | 1.0 | console rating plate |  |  | HLE
109 | 5 | 1 |  | CTAComponent | 46-303268P1 | 10 | Release | Each | 1.0 | PRODUCT LOCATOR CARD FORM FOR RATING PLATES, PRINTED BY DUPLITECH | 25823-46-303268P1 | DL3 | CTZ
110 | 4 | 5 |  | CTAComponent | 5449177 | 1 | Release | Each | 2.0 | HV Cable Label+ |  |  | HLE
111 | 4 | 2 |  | CTAComponent | 2132620 | 2 | Release | Each | 1.0 | EMC LABEL CLASS A GROUP 1 | 19212-201814 | DURATECH | PET
112 | 4 | 25 |  | CTAComponent | 5457744-EN | 1 | Release | Each | 1.0 | Danger label 2 |  |  | CCX
113 | 4 | 12 |  | CTAComponent | 5453315 | 4 | Release | Each | 1.0 | Label ISO 7010-M002 for IEC V3 |  |  | HLE
114 | 4 | 24 |  | CTAComponent | 5456962-EN | 2 | Release | Each | 1.0 | Warning label1 |  |  | CCX
115 | 4 | 26 |  | CTAComponent | 5439526-EN | 1 | Release | Each | 1.0 | Caution label1 |  |  | CCX
116 | 4 | 13 |  | CTAComponent | 5474222 | 4 | Release | Each | 1.0 | PS800_R system II rating label 50KW |  |  | CCX
117 | 3 | 14 |  | CTAComponent | 5123312-3 | 1 | Release | Each | 1.0 | CPI Generator Console PSP |  |  | CCX
118 | 3 | 4 |  | ECCCollectorPart | 5479496 | 1 | Release | Each | 1.0 | YS-51 collimator collector |  |  | HLE
119 | 4 | 2 |  | CTAAssembly | 5125731-1 | 1 | Release | Each | 1.0 | R-500 AND VR FILTER1 ASSEMBLY |  |  | HLE
120 | 5 | 2 |  | CTAComponent | 5125730-1 | 1 | Release | Each | 1.0 | R500 AND VR FILTER LABEL1 |  |  | HLE
121 | 5 | 1 |  | CTAComponent | 5125729-1 | 2 | Release | Each | 1.0 | R500 and VR Filter 1 |  |  | HLE
122 | 5 | 3 |  | CTAComponent | 5125730-7 | 2 | Release | Each | 1.0 | Filter instruction |  |  | HLE
123 | 4 | 1 |  | CTAComponent | 5167951 | 10 | Release | Each | 1.0 | PS800+ collimator for global |  |  | CCX
124 | 4 | 3 |  | CTAAssembly | 5125731-2 | 1 | Release | Each | 1.0 | R-500 AND VR FILTER2 ASSEMBLY |  |  | HLE
125 | 5 | 1 |  | CTAComponent | 5125729-2 | 2 | Release | Each | 1.0 | R500 and VR Filter 2 |  |  | HLE
126 | 5 | 2 |  | CTAComponent | 5125730-2 | 1 | Release | Each | 1.0 | R500 and VR Filter Label 2 |  |  | HLE
127 | 5 | 3 |  | CTAComponent | 5125730-7 | 2 | Release | Each | 1.0 | Filter instruction |  |  | HLE
128 | 4 | 4 |  | CTAComponent | 2206-M6N-05 | 1 | Release | Each | 4.0 | Nord Lock Locking Washer, Standard Series, M6, Steel, Zinc Flake Coated, RoHS Fastener | 24432-O167039 A0996-5523982 24140-M6/-/NWSTWA/DAB | FASTENAL BOSSARD TR FORMAC DIV OF TR FASTENINGS | STM
129 | 3 | 2 |  | CTAAssembly | 5480081 | 2 | Release | Each | 1.0 | A-196 X-ray tube assembly for Precision THUNIS-800+ |  |  | CCX
130 | 4 | 2 |  | CTAAssembly | 5479445 | 3 | Release | Each | 1.0 | Tube holder for A196 |  |  | HLE
131 | 5 | 2 |  | CTAComponent | 5457707 | 3 | Release | Each | 2.0 | Table tube tilt Button and Cable |  |  | HLE
132 | 5 | 4 |  | CTAComponent | 1000-M8C025-04 | 3 | Release | Each | 4.0 | Hexagon Socket Head Cap Screw, M8-1.25, X25mm Long, Grade 8.8 Steel, Zinc Plated, RoHS Fastener | 11060-M8C25KCSC9Z6/912 20589-ZS2580025ZP0000 24140-M8/25/SOHTCS/TC1D/DIN912 10487-1000-M8C025-04 | ANIXTER FASTENAL COMPANY TR FORMAC DIV OF TR FASTENINGS OHTA | STM
133 | 5 | 5 |  | CTAComponent | 2000-M8-03 | 2 | Release | Each | 4.0 | Flat Washer, ISO7089, M8, Steel 200HV, Zinc Plated, RoHS Fastener | 11060-M8NWSFSTZ6/125ATP 20589-10948-03458 25114-2000-M8-03 | ANIXTER FASTENAL COMPANY TR FORMAC SHANGHAI PTE LTD | STM
134 | 5 | 3 |  | CTAComponent | 1000-M4C045-04 | 1 | Release | Each | 4.0 | Hexagon Socket Head Cap Screw, M4-0.7, X45mm Long, Grade 8.8 Steel, Zinc Plated, RoHS Fastener | 11060-M4C45KCSC9Z6/912 A0996-BN 4 M4 x 45mm CR6+FREE 24140-M4/45/SOHTCS/TC1D/DIN912 24432-11103203 | ANIXTER BOSSARD TR FORMAC DIV OF TR FASTENINGS FASTENAL | STM
135 | 5 | 1 |  | CTAAssembly | 5436108 | 5 | Release | Each | 1.0 | Tube bracket assembly for A196 |  |  | CCX
136 | 6 | 2 |  | CTAComponent | 5492696 | 1 | Release | Each | 1.0 | Tube inside clamp 2 |  |  | CCX
137 | 6 | 1 |  | CTAComponent | 5492695 | 1 | Release | Each | 1.0 | Tube inside clamp 1 |  |  | CCX
138 | 6 | 6 |  | CTAComponent | 5492698 | 1 | Release | Each | 1.0 | Tube inside clamp 4 |  |  | CCX
139 | 6 | 5 |  | CTAComponent | 5492697 | 1 | Release | Each | 1.0 | Tube inside clamp 3 |  |  | CCX
140 | 6 | 4 |  | CTAAssembly | 5492700 | 1 | Release | Each | 1.0 | Tube outside clamp 2 |  |  | CCX
141 | 7 | 2 |  | CTAComponent | 5492702 | 1 | Release | Each | 1.0 | Clamp 2 |  |  | CCX
142 | 7 | 1 |  | CTAComponent | 5492701 | 1 | Release | Each | 1.0 | Clamp 1 |  |  | CCX
143 | 7 | 5 |  | CTAComponent | 2106-M5-14 | 1 | Release | Each | 4.0 | Spring Lock Washer with Flat Ends JIS B1251, M5, Spring Stainless Steel, Rohs Fastener | 24140-2106-M5-14 | TR FORMAC DIV OF TR FASTENINGS | STM
144 | 7 | 3 |  | CTAComponent | 1000-M5C020-04 | 4 | Release | Each | 4.0 | Hexagon Socket Head Cap Screw, M5-0.8, X20mm Long, Grade 8.8 Steel, Zinc Plated, RoHS Fastener | 11060-M5C20KCSC9Z6/912 24140-M5/20/SOHTCS/TC1D/DIN912 10487-1000-M5C020-04 20589-11103212 A0996-BN 4 M5 x 20mm CR6+FREE | ANIXTER TR FORMAC DIV OF TR FASTENINGS OHTA FASTENAL COMPANY BOSSARD | STM
145 | 7 | 4 |  | CTAComponent | 2000-M5-03 | 5 | Release | Each | 4.0 | Flat Washer, ISO7089, M5, Steel 200HV, Zinc Plated, RoHS Fastener | A0996-BN343-M5 CR3 11060-M5NWSFSTZ6/125ATP 20589-10948-03456 24140-M5/-/PWSTWA/TC1/DIN125 10487-7130111-5 | BOSSARD ANIXTER FASTENAL COMPANY TR FORMAC DIV OF TR FASTENINGS OHTA | STM
146 | 6 | 3 |  | CTAAssembly | 5492699 | 1 | Release | Each | 1.0 | Tube outside clamp 1 |  |  | CCX
147 | 7 | 1 |  | CTAComponent | 5492701 | 1 | Release | Each | 1.0 | Clamp 1 |  |  | CCX
148 | 7 | 2 |  | CTAComponent | 5492702 | 1 | Release | Each | 1.0 | Clamp 2 |  |  | CCX
149 | 7 | 3 |  | CTAComponent | 1000-M5C020-04 | 4 | Release | Each | 4.0 | Hexagon Socket Head Cap Screw, M5-0.8, X20mm Long, Grade 8.8 Steel, Zinc Plated, RoHS Fastener | 11060-M5C20KCSC9Z6/912 24140-M5/20/SOHTCS/TC1D/DIN912 10487-1000-M5C020-04 20589-11103212 A0996-BN 4 M5 x 20mm CR6+FREE | ANIXTER TR FORMAC DIV OF TR FASTENINGS OHTA FASTENAL COMPANY BOSSARD | STM
150 | 7 | 5 |  | CTAComponent | 2106-M5-14 | 1 | Release | Each | 4.0 | Spring Lock Washer with Flat Ends JIS B1251, M5, Spring Stainless Steel, Rohs Fastener | 24140-2106-M5-14 | TR FORMAC DIV OF TR FASTENINGS | STM
151 | 7 | 4 |  | CTAComponent | 2000-M5-03 | 5 | Release | Each | 4.0 | Flat Washer, ISO7089, M5, Steel 200HV, Zinc Plated, RoHS Fastener | A0996-BN343-M5 CR3 11060-M5NWSFSTZ6/125ATP 20589-10948-03456 24140-M5/-/PWSTWA/TC1/DIN125 10487-7130111-5 | BOSSARD ANIXTER FASTENAL COMPANY TR FORMAC DIV OF TR FASTENINGS OHTA | STM
152 | 6 | 9 |  | CTAAssembly | 5492705 | 1 | Release | Each | 1.0 | Locking device ASM |  |  | CCX
153 | 7 | 2 |  | CTAComponent | 5492707 | 1 | Release | Each | 1.0 | Locking device lever |  |  | CCX
154 | 7 | 3 |  | CTAComponent | 5492708 | 1 | Release | Each | 1.0 | Locking device pin |  |  | CCX
155 | 7 | 1 |  | CTAComponent | 5492706 | 1 | Release | Each | 1.0 | Locking device bracket |  |  | CCX
156 | 7 | 4 |  | CTAComponent | 5495676 | 1 | Release | Each | 1.0 | Circlip for shaft_DE-6 |  |  | CCX
157 | 6 | 10 |  | CTAComponent | 5492710 | 1 | Release | Each | 4.0 | Cover mounting screw |  |  | CCX
158 | 6 | 8 |  | CTAComponent | 5461795 | 1 | Release | Each | 1.0 | Fan bracket |  |  | CCX
159 | 6 | 7 |  | CTAAssembly | 5454548 | 1 | Release | Each | 1.0 | Handle ASM |  |  | CCX
160 | 7 | 2 |  | CTAAssembly | 5492703 | 1 | Release | Each | 1.0 | Handle |  |  | CCX
161 | 8 | 1 |  | CTAComponent | 5449817 | 1 | Release | Each | 1.0 | Rectangular tube |  |  | CCX
162 | 8 | 2 |  | CTAAssembly | 5444515 | 1 | Release | Each | 1.0 | Handle |  |  | CCX
163 | 9 | 2 |  | CTAComponent | 5437365 | 1 | Release | Each | 2.0 | Switch mounting plate |  |  | CCX
164 | 9 | 1 |  | CTAComponent | 5451400 | 1 | Release | Each | 1.0 | Pipe |  |  | CCX
165 | 7 | 1 |  | CTAComponent | 5492799 | 1 | Release | Each | 1.0 | Handle bracket |  |  | CCX
166 | 6 | 12 |  | CTAAssembly | 5492716 | 1 | Release | Each | 1.0 | Locking screw |  |  | CCX
167 | 7 | 2 |  | CTAComponent | 5492715 | 1 | Release | Each | 1.0 | Screw |  |  | CCX
168 | 7 | 3 |  | CTAComponent | 4001-M4L010-30 | 2 | Release | Each | 1.0 | Spring Pin, ISO 8752, 4mm Diameter X 10mm Long, Stainless Steel, RoHS Fastener | 11060-M4R10PRPSJ/1481 A0996-BN 337 M4 x 10mm CR6 + Free 20589-O131787 | ANIXTER BOSSARD FASTENAL COMPANY | STM
169 | 7 | 1 |  | CTAComponent | 5492714 | 1 | Release | Each | 1.0 | Nut |  |  | CCX
170 | 6 | 13 |  | CTAAssembly | 5438744 | 1 | Release | Each | 1.0 | Electromagnetic brake ASM |  |  | CCX
171 | 7 | 1 |  | CTAAssembly | 5495284 | 1 | Release | Each | 1.0 | Braking shaft ASM |  |  | CCX
172 | 8 | 2 |  | CTAComponent | 5436068 | 1 | Release | Each | 1.0 | Connecting plate |  |  | CCX
173 | 8 | 1 |  | CTAComponent | 5445368 | 1 | Release | Each | 1.0 | Shaft |  |  | CCX
174 | 7 | 3 |  | CTAAssembly | 5492724 | 1 | Release | Each | 1.0 | Brake bracket |  |  | CCX
175 | 8 | 2 |  | CTAComponent | 5492721 | 1 | Release | Each | 1.0 | Plate 1 |  |  | CCX
176 | 8 | 4 |  | CTAComponent | 5492723 | 1 | Release | Each | 2.0 | Plate 3 |  |  | CCX
177 | 8 | 3 |  | CTAComponent | 5492722 | 1 | Release | Each | 2.0 | Plate 2 |  |  | CCX
178 | 8 | 1 |  | CTAComponent | 5492720 | 1 | Release | Each | 1.0 | Sleeve |  |  | CCX
179 | 8 | 6 |  | CTAComponent | 4001-M4L010-30 | 2 | Release | Each | 2.0 | Spring Pin, ISO 8752, 4mm Diameter X 10mm Long, Stainless Steel, RoHS Fastener | 11060-M4R10PRPSJ/1481 A0996-BN 337 M4 x 10mm CR6 + Free 20589-O131787 | ANIXTER BOSSARD FASTENAL COMPANY | STM
180 | 8 | 5 |  | CTAComponent | 5492725 | 1 | Release | Each | 1.0 | Positioning sleeve |  |  | CCX
181 | 7 | 6 |  | CTAComponent | 5441134 | 1 | Release | Each | 1.0 | End plate |  |  | CCX
182 | 7 | 5 |  | CTAComponent | 5450473 | 1 | Release | Each | 1.0 | Shaft sleeve 2 |  |  | CCX
183 | 7 | 4 |  | CTAComponent | 5492726 | 1 | Release | Each | 1.0 | Key |  |  | CCX
184 | 7 | 2 |  | CTAComponent | 5448410 | 1 | Release | Each | 1.0 | Shaft sleeve1 |  |  | CCX
185 | 7 | 10 |  | CTAAssembly | 5492768 | 1 | Release | Each | 1.0 | Limited screw |  |  | CCX
186 | 8 | 2 |  | CTAComponent | 5492767 | 1 | Release | Each | 1.0 | Nylon head |  |  | CCX
187 | 8 | 1 |  | CTAComponent | 5492766 | 1 | Release | Each | 1.0 | M8_Screw |  |  | CCX
188 | 7 | 8 |  | CTAComponent | 5492739 | 2 | Release | Each | 1.0 | Positioning device cover |  |  | CCX
189 | 7 | 9 |  | CTAAssembly | 5492741 | 1 | Release | Each | 1.0 | Micro switch ASM_tilt |  |  | CCX
190 | 8 | 2 |  | CTAComponent | 5461564 | 2 | Release | Each | 1.0 | MICRO SWITCH |  |  | HLE
191 | 8 | 4 |  | CTAComponent | 5459257 | 1 | Release | Each | 1.0 | thread hole plate |  |  | CCX
192 | 8 | 3 |  | CTAComponent | C1213-M4C030-14 | 1 | Release | Each | 2.0 | GB_T 9074.8，M4x30mm，Grade 4.8 Steel，Zinc finish，RoHS Fastener | 25114-M4/30/PPSTPS/TC1/GB9074.8 | TR FORMAC SHANGHAI PTE LTD | HLE
193 | 8 | 1 |  | CTAComponent | 5492740 | 1 | Release | Each | 1.0 | Micro switch bracket |  |  | CCX
194 | 8 | 6 |  | CTAComponent | 5447590 | 1 | Release | Each | 1.0 | through hole plate |  |  | CCX
195 | 8 | 5 |  | CTAComponent | 5460819 | 1 | Release | Each | 1.0 | insulation piece |  |  | CCX
196 | 7 | 7 |  | CTAAssembly | 5492738 | 1 | Release | Each | 1.0 | Positioning device |  |  | CCX
197 | 8 | 1 |  | CTAComponent | 5492727 | 1 | Release | Each | 1.0 | Fixed shaft 1 |  |  | CCX
198 | 8 | 3 |  | CTAComponent | 5492729 | 1 | Release | Each | 1.0 | Lever |  |  | CCX
199 | 8 | 4 |  | CTAAssembly | 5492734 | 1 | Release | Each | 1.0 | Wheel ASM |  |  | CCX
200 | 9 | 2 |  | CTAComponent | 5492731 | 1 | Release | Each | 1.0 | Pin |  |  | CCX
201 | 9 | 3 |  | CTAComponent | 5492732 | 1 | Release | Each | 1.0 | Wheel |  |  | CCX
202 | 9 | 1 |  | CTAComponent | 5492730 | 1 | Release | Each | 1.0 | Wheel bracket |  |  | CCX
203 | 9 | 4 |  | CTAComponent | 5492733 | 1 | Release | Each | 1.0 | Circlip for shaft_DE-4 |  |  | CCX
204 | 8 | 2 |  | CTAComponent | 5492728 | 1 | Release | Each | 1.0 | Fixed shaft 2 |  |  | CCX
205 | 8 | 6 |  | CTAComponent | 1000-M4C012-04 | 4 | Release | Each | 2.0 | Hexagon Socket Head Cap Screw, M4-0.7, X12mm Long, Grade 8.8 Steel, Zinc Plated, RoHS Fastener | 11060-M4C12KCSC9Z6/912 24140-M4/12/SOHTCS/TC1D/DIN912 20589-10948-03232 10487-1000-M4C012-04 A0996-BN 4 M4 X 12mm CR6+FREE | ANIXTER TR FORMAC DIV OF TR FASTENINGS FASTENAL COMPANY OHTA BOSSARD | STM
206 | 8 | 7 |  | CTAComponent | 2000-M4-03 | 3 | Release | Each | 2.0 | FLAT WASHER - NORMAL SERIES, ISO 7089, M4 CLASS 200H STEEL, ZINC PLATED RoHS FASTENER | 24140-M4/-/PWSTWA/TC1/DIN125 10487-2000-M4-03 A0996-BN 343 M4 CR6+FREE 24432-11103691 11060-M4NWSFSTZ6/125ATP | TR FORMAC DIV OF TR FASTENINGS OHTA BOSSARD FASTENAL ANIXTER | STM
207 | 8 | 5 |  | CTAComponent | 5492735 | 1 | Release | Each | 1.0 | Spring |  |  | CCX
208 | 8 | 8 |  | CTAComponent | C2106-M4-02 | 3 | Release | Each | 2.0 | Spring Lock Washer, M4, Zinc plated, Rohs Fastener | 24140-C2106-M4-02 | TR FORMAC DIV OF TR FASTENINGS | HLE
209 | 8 | 10 |  | CTAComponent | 3001-M12C-27 | 1 | Release | Each | 1.0 | Hexagon Thin Nut, ISO4035, M12-1.75, Grade 04 Steel, Zinc Plated, RoHS Fastener | 20589-10948-03716 11060-M12CNFJSTZ6/4035 | FASTENAL COMPANY ANIXTER | STM
210 | 8 | 9 |  | CTAComponent | 5495677 | 1 | Release | Each | 1.0 | Circlip for shaft_DE-8 |  |  | CCX
211 | 7 | 12 |  | CTAComponent | 1000-M5C016-04 | 5 | Release | Each | 4.0 | Hexagon Socket Head Cap Screw, M5-0.8, X16mm Long, Grade 8.8 Steel, Zinc Plated, RoHS Fastener | 11060-M5C16KCSC9Z6/912 24140-M5/16/SOHTCS/TC1D/DIN912 10487-1000-M5C016-04 20589-ZS2540016ZP0000 A0996-BN 4 M5 x 16mm CR6+FREE | ANIXTER TR FORMAC DIV OF TR FASTENINGS OHTA FASTENAL COMPANY BOSSARD | STM
212 | 7 | 13 |  | CTAComponent | 1000-M6C016-04 | 4 | Release | Each | 4.0 | Hexagon Socket Head Cap Screw, M6-1, X16mm Long, Grade 8.8 Steel, Zinc Plated, RoHS Fastener | 20589-10948-03239 10487-1000-M6C016-04 24140-M6/16/SOHTCS/TC1D/DIN912 11060-M6C16KCSC9Z6/912 A0996-BN 4 M6 x 16mm CR6+FREE | FASTENAL COMPANY OHTA TR FORMAC DIV OF TR FASTENINGS ANIXTER BOSSARD | STM
213 | 7 | 11 |  | CTAComponent | 1000-M5C012-04 | 5 | Release | Each | 2.0 | Hexagon Socket Head Cap Screw, M5-0.8, X12mm Long, Grade 8.8 Steel, Zinc Plated, RoHS Fastener | 11060-M5C12KCSC9Z6/912 10487-1000-M5C012-04 24140-M5/12/SOHTCS/TC1D/DIN912 20589-ZS2540012ZP0000 A0996-BN 3 M5x12mm CR6+FREE | ANIXTER OHTA TR FORMAC DIV OF TR FASTENINGS FASTENAL COMPANY BOSSARD | STM
214 | 7 | 15 |  | CTAComponent | 2000-M6-03 | 3 | Release | Each | 4.0 | Flat Washer, ISO7089, M6, Steel 200HV, Zinc Plated, RoHS Fastener | 20589-10948-03457 10487-2000-M6-03 11060-M6NWSFSTZ6/125ATP 24140-M6/-/PWSTWA/TC1/DIN125 | FASTENAL COMPANY OHTA ANIXTER TR FORMAC DIV OF TR FASTENINGS | STM
215 | 7 | 14 |  | CTAComponent | 2000-M5-03 | 5 | Release | Each | 4.0 | Flat Washer, ISO7089, M5, Steel 200HV, Zinc Plated, RoHS Fastener | A0996-BN343-M5 CR3 11060-M5NWSFSTZ6/125ATP 20589-10948-03456 24140-M5/-/PWSTWA/TC1/DIN125 10487-7130111-5 | BOSSARD ANIXTER FASTENAL COMPANY TR FORMAC DIV OF TR FASTENINGS OHTA | STM
216 | 7 | 18 |  | CTAComponent | C2106-M8-80 | 1 | Release | Each | 1.0 | GB_T 93，M8，Spring Steel，Black Oxide finish，RoHS Fastener | 25114-M8/-/SRSTWA/BO/GB93 | TR FORMAC SHANGHAI PTE LTD | HLE
217 | 7 | 17 |  | CTAComponent | C2106-M6-02 | 3 | Release | Each | 4.0 | Spring Lock Washer, M6, Zinc plated, Rohs Fastener | 24140-C2106-M6-02 | TR FORMAC DIV OF TR FASTENINGS | HLE
218 | 7 | 16 |  | CTAComponent | 2000-M8-03 | 2 | Release | Each | 1.0 | Flat Washer, ISO7089, M8, Steel 200HV, Zinc Plated, RoHS Fastener | 11060-M8NWSFSTZ6/125ATP 20589-10948-03458 25114-2000-M8-03 | ANIXTER FASTENAL COMPANY TR FORMAC SHANGHAI PTE LTD | STM
219 | 7 | 20 |  | CTAComponent | 2206-M5N-05 | 1 | Release | Each | 2.0 | Nord Lock Locking Washer, Standard Series, M5, Steel, Zinc Flake Coated, RoHS Fastener | 24432-O162562 A0996-3220543 24140-M5/-/NWSTWA/DAB | FASTENAL BOSSARD TR FORMAC DIV OF TR FASTENINGS | STM
220 | 7 | 19 |  | CTAComponent | 2106-M5-14 | 1 | Release | Each | 4.0 | Spring Lock Washer with Flat Ends JIS B1251, M5, Spring Stainless Steel, Rohs Fastener | 24140-2106-M5-14 | TR FORMAC DIV OF TR FASTENINGS | STM
221 | 7 | 22 |  | CTAComponent | 5462294 | 2 | Release | Each | 1.0 | Electromagnetic brake |  |  | CCX
222 | 7 | 23 |  | CTAComponent | 5453714 | 1 | Release | Each | 2.0 | Bearing NSK 6007ZZ |  |  | CCX
223 | 7 | 21 |  | CTAComponent | 3000-M8C-04 | 1 | Release | Each | 1.0 | Hexagon Nut, ISO4032, M8-1.25, Grade 8 Steel, Zinc Plated, RoHS Fastener | 20589-10948-03689 11060-M8CNFHSTZ6/934 | FASTENAL COMPANY ANIXTER | STM
224 | 7 | 25 |  | CTAComponent | 5492770 | 1 | Release | Each | 1.0 | Circlip for hole-GB893.1-86 62 Series Fastener Drawing RoHS Compliant |  |  | CCX
225 | 7 | 24 |  | CTAComponent | 5492769 | 1 | Release | Each | 1.0 | Circlip for shaft-GB894.1-86 35 Series Fastener Drawing RoHS Compliant |  |  | CCX
226 | 6 | 11 |  | CTAAssembly | 5492713 | 1 | Release | Each | 6.0 | Supporting bearing ASM |  |  | CCX
227 | 7 | 2 |  | CTAComponent | 5492711 | 1 | Release | Each | 1.0 | Bearing NSK 6800ZZ |  |  | CCX
228 | 7 | 3 |  | CTAComponent | C2106-M8-80 | 1 | Release | Each | 1.0 | GB_T 93，M8，Spring Steel，Black Oxide finish，RoHS Fastener | 25114-M8/-/SRSTWA/BO/GB93 | TR FORMAC SHANGHAI PTE LTD | HLE
229 | 7 | 1 |  | CTAComponent | 5492712 | 1 | Release | Each | 1.0 | Shaft |  |  | CCX
230 | 6 | 15 |  | CTAComponent | 1000-M5C012-04 | 5 | Release | Each | 10.0 | Hexagon Socket Head Cap Screw, M5-0.8, X12mm Long, Grade 8.8 Steel, Zinc Plated, RoHS Fastener | 11060-M5C12KCSC9Z6/912 10487-1000-M5C012-04 24140-M5/12/SOHTCS/TC1D/DIN912 20589-ZS2540012ZP0000 A0996-BN 3 M5x12mm CR6+FREE | ANIXTER OHTA TR FORMAC DIV OF TR FASTENINGS FASTENAL COMPANY BOSSARD | STM
231 | 6 | 16 |  | CTAComponent | 1000-M8C025-04 | 3 | Release | Each | 6.0 | Hexagon Socket Head Cap Screw, M8-1.25, X25mm Long, Grade 8.8 Steel, Zinc Plated, RoHS Fastener | 11060-M8C25KCSC9Z6/912 20589-ZS2580025ZP0000 24140-M8/25/SOHTCS/TC1D/DIN912 10487-1000-M8C025-04 | ANIXTER FASTENAL COMPANY TR FORMAC DIV OF TR FASTENINGS OHTA | STM
232 | 6 | 14 |  | CTAComponent | 1000-M4C020-04 | 4 | Release | Each | 8.0 | Hexagon Socket Head Cap Screw, M4-0.7, X20mm Long, Grade 8.8 Steel, Zinc Plated, RoHS Fastener | 11060-M4C20KCSC9Z6/912 10487-1000-M4C020-04 20589-10948-03234 24140-M4/20/SOHTCS/TC1D/ISO4762 | ANIXTER OHTA FASTENAL COMPANY TR FORMAC DIV OF TR FASTENINGS | STM
233 | 6 | 19 |  | CTAComponent | 2000-M8-03 | 2 | Release | Each | 6.0 | Flat Washer, ISO7089, M8, Steel 200HV, Zinc Plated, RoHS Fastener | 11060-M8NWSFSTZ6/125ATP 20589-10948-03458 25114-2000-M8-03 | ANIXTER FASTENAL COMPANY TR FORMAC SHANGHAI PTE LTD | STM
234 | 6 | 18 |  | CTAComponent | 2000-M6-03 | 3 | Release | Each | 2.0 | Flat Washer, ISO7089, M6, Steel 200HV, Zinc Plated, RoHS Fastener | 20589-10948-03457 10487-2000-M6-03 11060-M6NWSFSTZ6/125ATP 24140-M6/-/PWSTWA/TC1/DIN125 | FASTENAL COMPANY OHTA ANIXTER TR FORMAC DIV OF TR FASTENINGS | STM
235 | 6 | 17 |  | CTAComponent | 2000-M5-03 | 5 | Release | Each | 6.0 | Flat Washer, ISO7089, M5, Steel 200HV, Zinc Plated, RoHS Fastener | A0996-BN343-M5 CR3 11060-M5NWSFSTZ6/125ATP 20589-10948-03456 24140-M5/-/PWSTWA/TC1/DIN125 10487-7130111-5 | BOSSARD ANIXTER FASTENAL COMPANY TR FORMAC DIV OF TR FASTENINGS OHTA | STM
236 | 6 | 22 |  | CTAComponent | C2106-M4-02 | 3 | Release | Each | 8.0 | Spring Lock Washer, M4, Zinc plated, Rohs Fastener | 24140-C2106-M4-02 | TR FORMAC DIV OF TR FASTENINGS | HLE
237 | 6 | 23 |  | CTAComponent | C2106-M6-02 | 3 | Release | Each | 2.0 | Spring Lock Washer, M6, Zinc plated, Rohs Fastener | 24140-C2106-M6-02 | TR FORMAC DIV OF TR FASTENINGS | HLE
238 | 6 | 21 |  | CTAComponent | 3000-M8C-04 | 1 | Release | Each | 8.0 | Hexagon Nut, ISO4032, M8-1.25, Grade 8 Steel, Zinc Plated, RoHS Fastener | 20589-10948-03689 11060-M8CNFHSTZ6/934 | FASTENAL COMPANY ANIXTER | STM
239 | 6 | 20 |  | CTAComponent | 2106-M5-14 | 1 | Release | Each | 10.0 | Spring Lock Washer with Flat Ends JIS B1251, M5, Spring Stainless Steel, Rohs Fastener | 24140-2106-M5-14 | TR FORMAC DIV OF TR FASTENINGS | STM
240 | 6 | 27 |  | CTAComponent | 4001-M5L020-30 | 2 | Release | Each | 4.0 | Spring Pin, ISO 8752, 5mm Diameter X 20mm Long, Stainless Steel, RoHS Fastener | 11060-M5R20PRPSJ/1481 A0996-BN 337 M5 x 20mm CR6 + Free 20589-O131809 | ANIXTER BOSSARD FASTENAL COMPANY | STM
241 | 6 | 25 |  | CTAComponent | C1213-M5C012-14 | 1 | Release | Each | 2.0 | GB_T 9074.8，M5x12mm，Grade 4.8 Steel，Zinc finish，RoHS Fastener | 25114-M5/12/PPSTPS/TC1/GB9074.8 | TR FORMAC SHANGHAI PTE LTD | HLE
242 | 6 | 26 |  | CTAComponent | 1000-M6C008-04 | 1 | Release | Each | 2.0 | Hexagon Socket Head Cap Screw, M6-1, X8mm Long, Grade 8.8 Steel, Zinc Plated, RoHS Fastener | 10487-1000-M6C008-04 | OHTA | STM
243 | 6 | 24 |  | CTAComponent | C2106-M8-80 | 1 | Release | Each | 10.0 | GB_T 93，M8，Spring Steel，Black Oxide finish，RoHS Fastener | 25114-M8/-/SRSTWA/BO/GB93 | TR FORMAC SHANGHAI PTE LTD | HLE
244 | 6 | 29 |  | CTAComponent | 1000-M6C020-04 | 4 | Release | Each | 4.0 | Hexagon Socket Head Cap Screw, M6-1, X20mm Long, Grade 8.8 Steel, Zinc Plated, RoHS Fastener | 11060-M6C20KCSC9Z6/912 10487-1000-M6C020-04 24140-M6/20/SOHTCS/TC1D/DIN912 20589-10948-03240 A0996-BN 4 M6 x 20mm CR6+FREE | ANIXTER OHTA TR FORMAC DIV OF TR FASTENINGS FASTENAL COMPANY BOSSARD | STM
245 | 6 | 28 |  | CTAComponent | 2002-M5-02 | 1 | Release | Each | 4.0 | Flat Washer, Small OD Series, ISO7092, M5, Steel 140HV, Zinc Plated, RoHS Fastener | 20589-10948-04491 11060-M5NWSFSTZ6/433 | FASTENAL COMPANY ANIXTER | STM
246 | 5 | 6 |  | CTAComponent | C2106-M8-80 | 1 | Release | Each | 4.0 | GB_T 93，M8，Spring Steel，Black Oxide finish，RoHS Fastener | 25114-M8/-/SRSTWA/BO/GB93 | TR FORMAC SHANGHAI PTE LTD | HLE
247 | 4 | 1 |  | CTAComponent | 5121886 | 4 | Release | Each | 1.0 | A196-B135 X-ray Tube |  |  | HLE
248 | 3 | 3 |  | CTAAssembly | 5479479 | 6 | Release | Each | 1.0 | 12 Inch II assembly |  |  | HLE
249 | 4 | 6 |  | CTAComponent | 3000-M8C-07 | 1 | Release | Each | 4.0 | Hexagon Nut, ISO4032, M8-1.25, Grade 12 Steel, Black Oxide, RoHS Fastener | 20589-10948-03704 A0996-1090143 11060-M8CNFHXDBO/934 | FASTENAL COMPANY BOSSARD ANIXTER | STM
250 | 4 | 11 |  | CTAComponent | C2106-M4-02 | 3 | Release | Each | 1.0 | Spring Lock Washer, M4, Zinc plated, Rohs Fastener | 24140-C2106-M4-02 | TR FORMAC DIV OF TR FASTENINGS | HLE
251 | 4 | 8 |  | CTAComponent | 5461759 | 1 | Release | Each | 3.0 | NYLON BINDING TIE CLAMP KSS CV-180 tie wrap 180x3.6mm Max Bundle Dia 46mm |  |  | HLE
252 | 4 | 7 |  | CTAComponent | 5445685 | 2 | Release | Each | 1.0 | Connection board with 12 inch II |  |  | CCX
253 | 4 | 10 |  | CTAAssembly | 5480483 | 5 | Release | Each | 1.0 | 12inch image chain system |  |  | CCX
254 | 5 | 1 |  | CTAComponent | 5122278 | 1 | Release | Each | 1.0 | CCD Camera |  |  | HLE
255 | 5 | 3 |  | CTAComponent | 5122280 | 1 | Release | Each | 1.0 | Thales AEC control board |  |  | HLE
256 | 5 | 2 |  | CTAComponent | 5122279 | 1 | Release | Each | 1.0 | Optics assembly for storm digital |  |  | HLE
257 | 5 | 5 |  | CTAComponent | 5122282 | 1 | Release | Each | 1.0 | Thales HVPS for storm digital |  |  | HLE
258 | 5 | 6 |  | CTAComponent | 5122285 | 1 | Release | Each | 1.0 | Cable from PCU to CCD Camera |  |  | HLE
259 | 5 | 4 |  | CTAComponent | 5122281 | 1 | Release | Each | 1.0 | Thales Optics control board |  |  | HLE
260 | 5 | 8 |  | CTAComponent | 5455353 | 1 | Release | Each | 1.0 | 12inch Image intensifier tube |  |  | HLE
261 | 5 | 7 |  | CTAComponent | 5441091 | 1 | Release | Each | 1.0 | Thales ADCS |  |  | HLE
262 | 4 | 9 |  | CTAComponent | 5479710 | 3 | Release | Each | 1.0 | Ferrite split core snap-on 28A5776-0A2 |  |  | HLE
263 | 4 | 3 |  | CTAComponent | 2000-M4-03 | 3 | Release | Each | 1.0 | FLAT WASHER - NORMAL SERIES, ISO 7089, M4 CLASS 200H STEEL, ZINC PLATED RoHS FASTENER | 24140-M4/-/PWSTWA/TC1/DIN125 10487-2000-M4-03 A0996-BN 343 M4 CR6+FREE 24432-11103691 11060-M4NWSFSTZ6/125ATP | TR FORMAC DIV OF TR FASTENINGS OHTA BOSSARD FASTENAL ANIXTER | STM
264 | 4 | 4 |  | CTAComponent | 2000-M8-03 | 2 | Release | Each | 4.0 | Flat Washer, ISO7089, M8, Steel 200HV, Zinc Plated, RoHS Fastener | 11060-M8NWSFSTZ6/125ATP 20589-10948-03458 25114-2000-M8-03 | ANIXTER FASTENAL COMPANY TR FORMAC SHANGHAI PTE LTD | STM
265 | 4 | 5 |  | CTAComponent | 2203-M8-07 | 3 | Release | Each | 4.0 | Curved Lock Washer, DIN 128A, M8, Spring Steel, Zinc Plated, RoHS Fastener | 20589-10948-04153 11060-M8NLOCSTMZT/128A | FASTENAL COMPANY ANIXTER | STM
266 | 4 | 2 |  | CTAComponent | 1010-M5C016-14 | 1 | Release | Each | 12.0 | Phillips Flat Head Screw, ISO 7046, M5-0.8, X16mm Long, Grade 4.8 Steel, Zinc Plated, RoHS Fastener | 20589-10948-03516 11060-M5C16MXFSTZ6/965A | FASTENAL COMPANY ANIXTER | STM
267 | 4 | 1 |  | CTAComponent | 1007-M4C010-14 | 2 | Release | Each | 1.0 | Phillips Pan Head Screw, ISO 7045, M4-0.7, X10mm Long, Grade 4.8 Steel, Zinc Plated, RoHS Fastener | 11060-M4C10MXPSTZ6/7985 20589-10948-03570 24140-M4/10/PPSTMC/TC1/ISO7045 | ANIXTER FASTENAL COMPANY TR FORMAC DIV OF TR FASTENINGS | STM
268 | 3 | 1 |  | CTAAssembly | 5443244 | 13 | Release | Each | 1.0 | PSPT800 positioning table for Precision THUNIS-800+ |  |  | CCX
269 | 4 | 2 |  | CTAAssembly | 5479709 | 1 | Release | Each | 1.0 | Table front cover and key board assembly |  |  | HLE
270 | 5 | 2 |  | CTACircuitBoard | 5450689 | 4 | Release | Each | 1.0 | PT800+ Key Board PWA |  |  | HLE
271 | 6 |  | J3 | CTAOOC | 2258543-2 | 1 | Restricted | Each | 1.0 | CONNEC 2,54 70555 8C HEADER R.A | 01525 70555-0077 18996-5-103904-7 | MOLEX TE CONNECTIVITY | STE
272 | 6 |  | S1-S10 | CTAComponent | 5446770 | 1 | Release | Each | 10.0 | short-travel keyswitch |  |  | HLE
273 | 6 |  | J1 | CTAOOC | 2124292-5 | 1 | Restricted | Each | 1.0 | CONNECT TRANSIT 26C HEADER RIGHT ANG | 00214-75867-105LF 01940-821-A026P-AF-C00 00266-N2526-5002RB 10099-09 18 526 6323 | FCI AMPHENOL 3M (MINNESOTA MINING MFG) HARTING | STE
274 | 6 |  | R1,R2 | CTAOOC | 2285457-29 | 1 | Standard | Each | 2.0 | RESISTOR 2.2k OHMS 5 % 500m WATTS | 11962-RC2010JK-072K2L 18981-CRCW20102K20JNE 00006-WCR2010LF222J 02254-MCR50JZHJ222 06725-RK73B2HTTE222J | YAGEO VISHAY IRC ROHM KOA | STE
275 | 6 |  | J2 | CTAOOC | 46-275208P3 | 2 | Restricted | Each | 1.0 | 004 CONT PCB MOUNT HSG RT ANGLE | 01525-70555-0073 | MOLEX | STE
276 | 6 |  | PWB | CTACircuitBoard | 5454811 | 1 | Release | Each | 1.0 | PT800+ Key Board PWB |  |  | HLE
277 | 6 |  | CR1,CR2 | CTAOOC | 5391885 | 1 | Restricted | Each | 2.0 | PROTECTION TRANSIENT SUPPRESSOR, 300W, 24V, SOT23-6 | 21202-SMS24C.TCT | SEMTECH | STE
278 | 5 | 1 |  | CTAAssembly | 5438729 | 3 | Release | Each | 1.0 | Table Front Cover Assembly |  |  | HLE
279 | 6 | 5 |  | CTAComponent | 5437142 | 4 | Release | Each | 1.0 | Table Emergency button and cable |  |  | CCX
280 | 6 | 10 |  | CTAComponent | 5458480 | 1 | Release | Each | 1.0 | Table Key board Cable 1 |  |  | HLE
281 | 6 | 13 |  | CTAComponent | 5437918 | 1 | Release | Each | 1.0 | Table tilt Angle LCM ground cable |  |  | HLE
282 | 6 | 15 |  | CTAComponent | 5455340 | 1 | Release | Each | 1.0 | Table Key board ground cable |  |  | HLE
283 | 6 | 14 |  | CTAComponent | 5449151 | 1 | Release | Each | 1.0 | Table tilt Angle LCM cable |  |  | HLE
284 | 6 | 7 |  | CTAComponent | 5439531 | 1 | Release | Each | 1.0 | Cover For Angle Meter |  |  | HLE
285 | 6 | 2 |  | CTAComponent | 5444323 | 3 | Release | Each | 1.0 | Table Film |  |  | CCX
286 | 6 | 1 |  | CTAComponent | 5458520 | 4 | Release | Each | 1.0 | Table Front Cover |  |  | CCX
287 | 6 | 6 |  | CTAAssembly | 5449190 | 2 | Release | Each | 1.0 | Protecting Cover Assembly |  |  | HLE
288 | 7 | 1 |  | CTAComponent | 5460213 | 2 | Release | Each | 1.0 | angle metre ring |  |  | HLE
289 | 7 | 3 |  | CTAComponent | 5439713 | 1 | Release | Each | 1.0 | Bracket Board |  |  | HLE
290 | 7 | 4 |  | CTAComponent | 5457197 | 1 | Release | Each | 4.0 | Isolated Pole |  |  | HLE
291 | 7 | 2 |  | CTAComponent | 5438149 | 1 | Release | Each | 1.0 | Glass Cover Board |  |  | HLE
292 | 7 | 6 |  | CTAComponent | 1010-M3C006-14 | 1 | Release | Each | 2.0 | Phillips Flat Head Screw, ISO 7046, M3-0.5, X6mm Long, Grade 4.8 Steel, Zinc Plated, RoHS Fastener | 20589-10948-03501 11060-M3C6MXFSTZ6/965A | FASTENAL COMPANY ANIXTER | STM
293 | 7 | 5 |  | CTAComponent | 5459815 | 2 | Release | Each | 1.0 | Angle LCM |  |  | HLE
294 | 7 | 7 |  | CTAComponent | C1213-M3C016-14 | 1 | Release | Each | 4.0 | GB_T 9074.8，M3x16mm，Grade 4.8 Steel，Zinc finish，RoHS Fastener | 25114-M3/16/PPSTPS/TC1/GB9074.8 | TR FORMAC SHANGHAI PTE LTD | HLE
295 | 6 | 16 |  | CTAComponent | 5457708 | 1 | Release | Each | 1.0 | Table Key board ground cable 1 |  |  | HLE
296 | 6 | 9 |  | CTAComponent | 5448614 | 1 | Release | Each | 1.0 | Joint Board |  |  | HLE
297 | 6 | 8 |  | CTAComponent | 5445376 | 1 | Release | Each | 2.0 | L Joint |  |  | HLE
298 | 6 | 3 |  | CTAComponent | 5440272 | 2 | Release | Each | 1.0 | Base For Emergency Switch |  |  | HLE
299 | 6 | 12 |  | CTAComponent | C1213-M4C025-14 | 1 | Release | Each | 8.0 | GB_T 9074.8，M4x25mm，Grade 4.8 Steel，Zinc finish，RoHS Fastener | 25114-M4/25/PPSTPS/TC1/GB9074.8 | TR FORMAC SHANGHAI PTE LTD | HLE
300 | 6 | 11 |  | CTAComponent | C1213-M3C010-14 | 1 | Release | Each | 20.0 | GB_T 9074.8，M3x10mm，Grade 4.8 Steel，Zinc finish，RoHS Fastener | 25114-M3/10/PPSTPS/TC1/GB9074.8 | TR FORMAC SHANGHAI PTE LTD | HLE
301 | 4 | 5 |  | CTAAssembly | 5459270 | 4 | Release | Each | 1.0 | Tube cover assembly for A196 |  |  | CCX
302 | 5 | 1 |  | CTAComponent | 5436865 | 1 | Release | Each | 1.0 | Front cover |  |  | CCX
303 | 5 | 4 |  | CTAComponent | 5445371 | 1 | Release | Each | 1.0 | Angle meter bracket |  |  | CCX
304 | 5 | 3 |  | CTAComponent | 5449362 | 1 | Release | Each | 1.0 | Left cover |  |  | CCX
305 | 5 | 6 |  | CTAComponent | 5459445 | 1 | Release | Each | 1.0 | Shaft |  |  | CCX
306 | 5 | 5 |  | CTAAssembly | 5440480 | 1 | Release | Each | 1.0 | Bearing bracket |  |  | CCX
307 | 6 | 2 |  | CTAComponent | 5437367 | 1 | Release | Each | 1.0 | Bearing base |  |  | CCX
308 | 6 | 1 |  | CTAComponent | 5460209 | 1 | Release | Each | 1.0 | Mounting plate |  |  | CCX
309 | 5 | 2 |  | CTAComponent | 5438925 | 1 | Release | Each | 1.0 | Right cover |  |  | CCX
310 | 5 | 8 |  | CTAComponent | 5461751 | 1 | Release | Each | 1.0 | Balancing block |  |  | CCX
311 | 5 | 10 |  | CTAComponent | 5445366 | 1 | Release | Each | 2.0 | Tube ring |  |  | CCX
312 | 5 | 9 |  | CTAComponent | 5457937 | 1 | Release | Each | 2.0 | Side cover bracket |  |  | CCX
313 | 5 | 7 |  | CTAComponent | 5445372 | 1 | Release | Each | 1.0 | Balancing block bracket |  |  | CCX
314 | 5 | 12 |  | CTAComponent | 5453907 | 1 | Release | Each | 1.0 | Dial |  |  | CCX
315 | 5 | 14 |  | CTAComponent | 5441313 | 1 | Release | Each | 1.0 | Bearing NSK 696 |  |  | CCX
316 | 5 | 13 |  | CTAAssembly | 5492692 | 1 | Release | Each | 1.0 | Front logo |  |  | CCX
317 | 6 | 2 |  | CTAComponent | 5492691 | 1 | Release | Each | 1.0 | Disc frame |  |  | CCX
318 | 6 | 1 |  | CTAComponent | 5492690 | 2 | Release | Each | 1.0 | Transparent disc |  |  | CCX
319 | 5 | 11 |  | CTAComponent | 5436070 | 1 | Release | Each | 2.0 | Side logo |  |  | CCX
320 | 5 | 15 |  | CTAComponent | 1000-M3C010-04 | 4 | Release | Each | 2.0 | Hexagon Socket Head Cap Screw, ISO 4762, M3-0.5, X10mm Long, Grade 8.8 Steel, Zinc Plated, RoHS Fastener | 20589-10948-03226 10487-1000-M3C010-04 24140-M3/10/SOHTCS/TC1D/DIN912 11060-M3C10KCSC9Z6/912 A0996-BN 4 M3 X 10mm CR6+FREE | FASTENAL COMPANY OHTA TR FORMAC DIV OF TR FASTENINGS ANIXTER BOSSARD | STM
321 | 5 | 18 |  | CTAComponent | 1010-M3C006-14 | 1 | Release | Each | 4.0 | Phillips Flat Head Screw, ISO 7046, M3-0.5, X6mm Long, Grade 4.8 Steel, Zinc Plated, RoHS Fastener | 20589-10948-03501 11060-M3C6MXFSTZ6/965A | FASTENAL COMPANY ANIXTER | STM
322 | 5 | 19 |  | CTAComponent | 2000-M3-03 | 2 | Release | Each | 2.0 | WASHER PLAIN - LARGE 3.2 MM 7 MM , HV200, Steel, Zinc plate RoHS Washer | 10487-2000-M3-03 23983-6083737 24140-200-M3-03 | OHTA BOSSARD CHINA TR FORMAC DIV OF TR FASTENINGS | STM
323 | 5 | 17 |  | CTAComponent | 1003-M4C005-31 | 1 | Release | Each | 2.0 | Hexagon Socket Button Head Screw, M4-0.7, X5mm Long, A2-70 Stainless Steel, Passivate, RoHS Fastener | 11060-M4C5KBCSJ/7380 A0996-BN 1593 M4 x 5mm CR6+FREE 24140-M4/5/BHA2MC/PAS/ISO7380 | ANIXTER BOSSARD TR FORMAC DIV OF TR FASTENINGS | STM
324 | 5 | 16 |  | CTAComponent | 1000-M4C008-04 | 6 | Release | Each | 18.0 | Hexagon Socket Head Cap Screw, ISO 4762, M4-0.7, X8mm Long, Grade 8.8 Steel, Zinc Plated, RoHS Fastener | 20589-10948-03230 11060-M4C8KCSC9Z6/912 10487-1000-M4C008-04 A0996-BN 4 M4 X 8mm CR6+FRE 24140-M4/8/SOHTCS/TC1D/ISO4762 | FASTENAL COMPANY ANIXTER OHTA BOSSARD TR FORMAC DIV OF TR FASTENINGS | STM
325 | 5 | 22 |  | CTAComponent | C2106-M4-02 | 3 | Release | Each | 18.0 | Spring Lock Washer, M4, Zinc plated, Rohs Fastener | 24140-C2106-M4-02 | TR FORMAC DIV OF TR FASTENINGS | HLE
326 | 5 | 21 |  | CTAComponent | 2106-M3-05 | 2 | Release | Each | 2.0 | Spring Lock Washer with Flat Ends JIS B1251, M3, Spring Steel, Zinc Plated, Rohs Fastener | 24140-MEP M3/SPSTWA/TC1D/JIS B1251 | TR FORMAC DIV OF TR FASTENINGS | STM
327 | 5 | 20 |  | CTAComponent | 2000-M4-03 | 3 | Release | Each | 10.0 | FLAT WASHER - NORMAL SERIES, ISO 7089, M4 CLASS 200H STEEL, ZINC PLATED RoHS FASTENER | 24140-M4/-/PWSTWA/TC1/DIN125 10487-2000-M4-03 A0996-BN 343 M4 CR6+FREE 24432-11103691 11060-M4NWSFSTZ6/125ATP | TR FORMAC DIV OF TR FASTENINGS OHTA BOSSARD FASTENAL ANIXTER | STM
328 | 5 | 24 |  | CTAComponent | 5491729 | 1 | Release | Each | 1.0 | Disk spring 11.8x6.2 |  |  | CCX
329 | 5 | 23 |  | CTAComponent | 3001-M6C-27 | 3 | Release | Each | 1.0 | Hexagon Thin Nut, ISO4035, M6-1.0, Grade 04 Steel, Zinc Plated, RoHS Fastener | 20589-10948-03713 24140-M6/-/HLST-/TC1D/DIN439B 11060-M6CNFJSTZ6/439B 24140-M6/-/HLST-/TC1/DIN439B A0996-BN124 M6 CR6+FREE | FASTENAL COMPANY TR FORMAC DIV OF TR FASTENINGS ANIXTER TR FORMAC DIV OF TR FASTENINGS BOSSARD | STM
330 | 4 | 7 |  | CTACircuitBoard | 5444620 | 6 | Release | Each | 1.0 | PT800+ Motor board PWA |  |  | CCX
331 | 5 |  | C1 | CTAOOC | 46-230002P14 | 1 | Standard | Each | 1.0 | CAPACITOR 1000 UF 63V ALUMINUM ELECTROLYTIC -55 TO 105 DEG C | 07092 EEUFC1J102U 18981-517D108M063EN6AE3 23515-B41851A8108M00 06533-UPW1J102MHD | PANASONIC VISHAY EPCOS NICHICON CORPORATION | STE
332 | 5 |  | J1 | CTAOOC | 46-296085P3 | 1 | Restricted | Each | 1.0 | CONNECTOR 4 CONTACTS FOR GOLD PLATED CONTACTS SEE 46-2218 60P3. | 18996-641968-1 | TE CONNECTIVITY | STE
333 | 5 |  | J6 | CTAOOC | 46-278307P6 | 1 | Standard | Each | 1.0 | CONNECTOR HEADER 34 EACH WITH EJECTORS | 00266-N3431-6302RB 18996-5499922-8 | 3M (MINNESOTA MINING MFG) TE CONNECTIVITY | STE
334 | 5 |  | D1-D3 | CTAOOC | 46-311083P2 | 3 | Standard | Each | 3.0 | BAV70 SWITCHING DIODE DUAL SER SW VR-70V VF-1.25V 200 MA SOT23 | 18846-BAV70LT1G 18889-BAV 70 E6327 18889-BAV70E6327HTSA1 | ON SEMICONDUCTOR INFINEON TECHNOLOGIES AG INFINEON TECHNOLOGIES AG | STE
335 | 5 |  | R34-R37,R43,R45-R47 | CTAOOC | 46-312792P81 | 6 | Standard | Each | 8.0 | RESISTOR 100 OHMS 1 PERCENT .125 WATTS 100 VOLT 100 PPM TC 0805 PACKAGE | 18981-CRCW0805100RFKE 11962-RC0805FR-07100RL 00006-WCR0805LF1000F 05498-MC08051000FTW 06725-RK73H2ATTD1000F 02254-MCR10EZPF1000 | VISHAY YAGEO IRC RCD COMPONENTS INC. KOA ROHM | STE
336 | 5 |  | R11-R16,R20-R33,R38-R41,R48-R51 | CTAOOC | 46-312792P127 | 5 | Standard | Each | 28.0 | RESISTOR 6.81k OHMS 1 PERCENT .125 WATTS | 11962-RC0805FR-076K81L 05498-MC08056811FTW 00006-WCR0805LF6811F 06725-RK73H2ATTD6811F 18981-CRCW08056K81FKE 02254-MCR10EZPF6811 | YAGEO RCD COMPONENTS INC. IRC KOA VISHAY ROHM | STE
337 | 5 |  | R1-R6 | CTAOOC | 46-312792P24 | 3 | Standard | Each | 6.0 | RESISTOR 20k OHMS 1 PERCENT .125 WATTS | 06725-RK73H2ATTD2002F 05498-MC08052002FTW 18981-CRCW080520K0FKE 00006-WCR0805LF2002F | KOA RCD COMPONENTS INC. VISHAY IRC | STE
338 | 5 |  | J8,J9 | CTAOOC | 2215718 | 1 | Restricted | Each | 2.0 | CONNECTOR_NEW RECTANGULAR, UN 2 EACH | 18996-641964-1 | TE CONNECTIVITY | STE
339 | 5 |  | R7 | CTAOOC | 2125187-111 | 2 | Restricted | Each | 1.0 | RESISTOR, 4K70, 1Percent, 0.25W, THICK FILM, 100PPM, SMD 1206 | 11962-RC1206FR-074K7L 05498-MC12064701FTW 02254-MCR18EZPF4701 00006-WCR1206LF4701F 00078-CR1206FX4701ELF 10302-RMCF1/8-4.7K-1% 06725-RK73H2BTTD4701F 07092-ERJ8ENF4701 18981-CRCW12064K70FKE 10302-RMCF1206FT4K70 | YAGEO RCD COMPONENTS INC. ROHM IRC BOURNS SEI KOA PANASONIC VISHAY SEI | STE
340 | 5 |  | J2,J3 | CTAOOC | 2256195-2 | 1 | Standard | Each | 2.0 | CONNECTOR_NEW RECTANGULAR, UN 3 EACH UNIVERSAL MATE-N-LOC INLINE 3 CONTAC | 18996-350789-1 | TE CONNECTIVITY | STE
341 | 5 |  | J7 | CTAOOC | 2227700-3 | 4 | Standard | Each | 1.0 | CONNECT TRANSIT+LATCH 20C HEADER STR | 18996-2-5499206-4 00266-N3428-6302RB 01940-842-816-2030-435 00214-71918-120LF 10099-09 18 520 5904 | TE CONNECTIVITY 3M (MINNESOTA MINING MFG) AMPHENOL FCI HARTING | STE
342 | 5 |  | J4,J5 | CTAOOC | 2227700 | 4 | Standard | Each | 2.0 | CONNECTOR 2.54 RIBBON CABLE, 2X05POS HEADER, STRAIGHT, LONG LATCH, 0.8UM GOLD, PWB1.6 | 18996-2-5499206-1 01940-842-816-1030-435S 00266-N3793-6302RB 10099-09 18 510 5904 | TE CONNECTIVITY AMPHENOL 3M (MINNESOTA MINING MFG) HARTING | STE
343 | 5 |  | K1-K3,K5 | CTAOOC | 2367881 | 1 | Restricted | Each | 4.0 | RELAIS 24V 1T1R 1250VA 380V 5A CIH | 05249-G6B-2114P-US DC24 | OMRON CORPORATION | STE
344 | 5 |  | K6 | CTAOOC | 2377701-5 | 2 | Standard | Each | 1.0 | RELAY 24VDC COIL, SPST-NO 3KVA 250VAC 12A, PWB | 05249-G2RL-1A DC24 18996-3-1393239-0 | OMRON CORPORATION TE CONNECTIVITY | STE
345 | 5 |  | U1-U4 | CTAOOC | 2364058-4 | 1 | Standard | Each | 4.0 | I.C PHOTOCOUP X4 SOL16 4.4MM | 18981-TCMT4100 22942-ACPL-247-560E | VISHAY AVAGO | STE
346 | 5 |  | Coating | CTAComponent | 5491998 | 1 | Release | Each | 1.0 | conformal coating material |  |  | CCX
347 | 5 |  | PWB | CTACircuitBoard | 5448678 | 2 | Release | Each | 1.0 | PT800+ Motor Board PWB |  |  | CCX
348 | 5 |  | R8 | CTAOOC | 2396319 | 2 | Standard | Each | 1.0 | RESISTOR 51 OHMS 5 PERCENT 10 WATTS | 00006-PWR-10 51R0 5% LF 18981-CPCC1051R00JE | IRC VISHAY | STE
349 | 4 | 11 |  | CTAComponent | 5462259 | 1 | Release | Each | 1.0 | Table Board Interface cable2 |  |  | HLE
350 | 4 | 8 |  | CTAAssembly | 5473932 | 6 | Release | Each | 1.0 | Table Board Assembly |  |  | CCX
351 | 5 |  | jumper | CTAOOC | 2293523 | 2 | Standard | Each | 1.0 | CONNECTOR_NEW SHUNT 2 EACH | 00543 313 1731 000 40 0 18996-390088-1 19042 CF254-060-1 00214-68786-102LF | KONTEK-COMATEL TE CONNECTIVITY NICOMATIC FCI | STE
352 | 5 |  | PDL | CTASoftware | 5473940 | 5 | Release | Each | 1.0 | PT800+ Table Board Firmware |  |  | CCX
353 | 5 |  | PWA | CTACircuitBoard | 5458763 | 4 | Release | Each | 1.0 | PT800+ Table board PWA |  |  | HLE
354 | 6 |  | PWB | CTACircuitBoard | 5451481 | 1 | Release | Each | 1.0 | PT800+ Table board PWB |  |  | HLE
355 | 7 |  | J11,J331,J341 | CTAOOC | 46-221703P17 | 2 | Not Recommended | Each | 3.0 | 025 POS 50 CONT .100 SPACING STRAIGHT W/LONG LATCHES 4-WALL AMP PART IS RESTRICTED DUE TO THE FA CT THAT IT REQUIRES A .250 LONG SCRE W TO RETAIN IT. | 00266 3433-6303 00266 3433-6603 02973 IDH-50PK1-S4-TG30 | 3M (MINNESOTA MINING MFG) 3M (MINNESOTA MINING MFG) ROBINSON NUGENT INC | STA
356 | 7 |  | R53,R132 | CTAOOC | 46-170025P36 | 8 | Not Recommended | Each | 2.0 | RESISTOR 100k OHMS 10 PERCENT .5 WATTS CERMET TOP ADJ 25 TURN. WARNING: Unknown Whisker Risk | 01667-67WR100KLF 18981-T93YA104K 00078-3296W-1-104LF | BI TECHNOLOGIES VISHAY BOURNS | STE
357 | 7 |  | R47,R49,R204,R205,R207-R210,R212,R213 | CTAOOC | 46-286365P30 | 9 | Restricted | Each | 10.0 | RESISTOR 2k OHMS 1 % .25 WATTS 1206 PACKAGE SURFACE MOUNT | 18981-CRCW12062K00FKE 11962-RC1206FR-072KL 06725-RK73H2BTTD2001F 05498-MC12062001FTW 02254-MCR18EZPF2001 | VISHAY YAGEO KOA RCD COMPONENTS INC. ROHM | STE
358 | 7 |  | J15 | CTAOOC | 46-278307P6 | 1 | Standard | Each | 1.0 | CONNECTOR HEADER 34 EACH WITH EJECTORS | 00266-N3431-6302RB 18996-5499922-8 | 3M (MINNESOTA MINING MFG) TE CONNECTIVITY | STE
359 | 7 |  | J1 | CTAOOC | 46-296085P3 | 1 | Restricted | Each | 1.0 | CONNECTOR 4 CONTACTS FOR GOLD PLATED CONTACTS SEE 46-2218 60P3. | 18996-641968-1 | TE CONNECTIVITY | STE
360 | 7 |  | J2 | CTAOOC | 46-238725P1 | 1 | Restricted | Each | 1.0 | CONNECTOR_NEW HDP-20 SERIES PWB MT | 18996-5745071-4 | TE CONNECTIVITY | STE
361 | 7 |  | C136 | CTAOOC | 46-302742P8 | 3 | Standard | Each | 1.0 | CAPACITOR FIXED 1u FARADS 35 VOLTS .138L .110W .075H 3528 SURFACE MOUNT DEVICE | 18981-293D105X9035B2TE3 08390-T491B105K035AT | VISHAY KEMET | STE
362 | 7 |  | D1-D3 | CTAOOC | 46-311083P2 | 3 | Standard | Each | 3.0 | BAV70 SWITCHING DIODE DUAL SER SW VR-70V VF-1.25V 200 MA SOT23 | 18846-BAV70LT1G 18889-BAV 70 E6327 18889-BAV70E6327HTSA1 | ON SEMICONDUCTOR INFINEON TECHNOLOGIES AG INFINEON TECHNOLOGIES AG | STE
363 | 7 |  | TP0-TP13 | CTAOOC | 46-301752P5 | 3 | Standard | Each | 14.0 | CONNECTOR 1 CONTACTS SURFACE MOUNT PRINTED CIRCUIT TEST POINTS | 04947 5016 ZZC70-TP-107-02-1-T | KEYSTONE ELECTRONICS CORP COMPONENTS CORPORATION | STE
364 | 7 |  | R6,R7,R124,R133,R151,R174-R178,R180-R183,R189,R199,R200,R202,R203,R216-R219 | CTAOOC | 46-312792P1 | 6 | Standard | Each | 23.0 | RESISTOR 0 OHM 1PERCENT 125MW 0805 JUMPER SURFACE MOUNTING 0 OHM L .079 W .050 T .018 | 18981-CRCW08050000Z0E 06725-RK73Z2AT 05498-ZC0805TW | VISHAY KOA RCD COMPONENTS INC. | STE
365 | 7 |  | R1-R5,R8,R9,R11,R16,R34-R41,R43-R46,R125,R179,R185-R188,R206 | CTAOOC | 46-312792P11 | 4 | Standard | Each | 28.0 | RESISTOR 2k OHMS 1 % .125 WATTS 100V 100PPM/C | 18981-CRCW08052K00FKE 11623-NRC10F2001TRF 00006-WCR0805LF2001F 06725-RK73H2ATTD2001F 05498-MC08052001FTW | VISHAY NIC COMPONENTS CORPORATION IRC KOA RCD COMPONENTS INC. | STE
366 | 7 |  | K1,K3-K5 | CTAOOC | 46-312336P3 | 4 | Standard | Each | 4.0 | RELAY AND CONTACTOR DPDT 24 V COIL VOLTAGE, CONTACT RATING OF 110 VDC,125 VAC AT 1 AMP | 07092-TQ2SA-24V | PANASONIC | STE
367 | 7 |  | R26-R33,R190-R197 | CTAOOC | 46-312792P17 | 2 | Standard | Each | 16.0 | RESISTOR 475 OHMS 1 % .125 WATTS 100V 0805 CASE SIZE THICK FILM +-100 PPM/C | 11962-RC0805FR-07475RL 00006-WCR0805LF4750F 18981-CRCW0805475RFKE 05498-MC08054750FTW | YAGEO IRC VISHAY RCD COMPONENTS INC. | STE
368 | 7 |  | R12,R51,R52,R66-R91,R93-R123,R147,R173,R184,R198,R201 | CTAOOC | 46-312792P24 | 3 | Standard | Each | 65.0 | RESISTOR 20k OHMS 1 PERCENT .125 WATTS | 06725-RK73H2ATTD2002F 05498-MC08052002FTW 18981-CRCW080520K0FKE 00006-WCR0805LF2002F | KOA RCD COMPONENTS INC. VISHAY IRC | STE
369 | 7 |  | R48,R50,R211,R214,R215 | CTAOOC | 46-312792P81 | 6 | Standard | Each | 5.0 | RESISTOR 100 OHMS 1 PERCENT .125 WATTS 100 VOLT 100 PPM TC 0805 PACKAGE | 18981-CRCW0805100RFKE 11962-RC0805FR-07100RL 00006-WCR0805LF1000F 05498-MC08051000FTW 06725-RK73H2ATTD1000F 02254-MCR10EZPF1000 | VISHAY YAGEO IRC RCD COMPONENTS INC. KOA ROHM | STE
370 | 7 |  | R10,R13-R15,R17-R25,R134-R143,R145,R148,R149,R169-R172 | CTAOOC | 46-312792P13 | 4 | Standard | Each | 30.0 | RESISTOR 1k OHMS 1 PERCENT .125 WATTS 0805 CASE SIZE | 11623-NRC10F1001TRF 05498-MC08051001FTW 18981-CRCW08051K00FKE 06725-RK73H2ATTD1001F 00006-WCR0805LF1001F | NIC COMPONENTS CORPORATION RCD COMPONENTS INC. VISHAY KOA IRC | STE
371 | 7 |  | U1-U12,U27-U29,U31 | CTAOOC | 2118048 | 3 | Restricted | Each | 16.0 | DRIVER-RECEIVER NOT APPLICABLE 4 EAC QUAD LINE RECEIVER DS1489A S014 | 00495-SN75189AD | TEXAS INSTRUMENTS | STE
372 | 7 |  | J4 | CTAOOC | 2106009-6 | 1 | Restricted | Each | 1.0 | CONNEC LOW-PROF TRANSI 10C HEAD STR | 01940 821-A010P-AM-A00 00214-75869-101LF 00266-N2510-6002RB 10099-09 18 510 6324 18996-5103308-1 | AMPHENOL FCI 3M (MINNESOTA MINING MFG) HARTING TE CONNECTIVITY | STE
373 | 7 |  | J14 | CTAOOC | 2117073 | 1 | Not Recommended | Each | 1.0 | CONNECTOR 3 CONTACTS HEADER. WARNING: Unknown Whisker Risk | 18996-171825-3 | TE CONNECTIVITY | STE
374 | 7 |  | U24-U26,U30 | CTAOOC | 2105421 | 1 | Restricted | Each | 4.0 | AMPLIFIER 2 EACH 2 PPM-DEG C 5.2 VOL SINGLE SUPPLY, RAIL TO RAIL LOW POWERFET-INPUT OP AMP | 01649-AD822BRZ | ANALOG DEVICES, INC. | STE
375 | 7 |  | J12,J43 | CTAOOC | 2137666-7 | 1 | Standard | Each | 2.0 | CONNECTOR 8 CONTACTS 600 VOLTS 3 AMP SINGLE ROW .120 STRAIGHT HEADER WITH POLARIZATION SLOTS. | 01525 70545-0042 | MOLEX | STE
376 | 7 |  | J7,J42 | CTAOOC | 2137666-5 | 1 | Standard | Each | 2.0 | CONNECTOR 6 CONTACTS 600 VOLTS 3 AMP SINGLE ROW .120 STRAIGHT HEADER WITH POLARIZATION SLOTS. | 01525 70545-0040 | MOLEX | STE
377 | 7 |  | J3,J5,J6,J9,J13,J16,J17 | CTAOOC | 2137666-2 | 1 | Standard | Each | 7.0 | CONNECTOR 3 CONTACTS 600 VOLTS 3 AMP SINGLE ROW .125 STRAIGHT HEADER WITH POLARIZATION SLOTS. | 01525 70545-0037 | MOLEX | STE
378 | 7 |  | J8 | CTAOOC | 2137666-9 | 1 | Standard | Each | 1.0 | CONNECTOR 10 CONTACTS 600 VOLTS 3 AM SINGLE ROW .120 STRAIGHT HEADER WITH POLARIZATION SLOTS | 01525 70545-0044 | MOLEX | STE
379 | 7 |  | J18 | CTAOOC | 2137666-13 | 1 | Restricted | Each | 1.0 | CONNECTOR 4 CONTACTS 600 VOLTS 3 AM SINGLE ROW .120 STRAIGHT HEADER POLARIZATION SLOTS | 01525 70545-0073 | MOLEX | STE
380 | 7 |  | C6-C8,C21-C29,C34,C35,C40,C41,C44,C49-C60,C62-C90,C92-C94,C96,C97,C99,C101,C103-C123,C137-C140 | CTAOOC | 2187107-6 | 3 | Not Recommended | Each | 90.0 | CAPACITOR FIXED .1u FARADS 50 VOLTS | 08390 C0805C104K5RAC 07945-CL21B104KBCNNNC | KEMET SAMSUNG | STE
381 | 7 |  | U13 | CTAOOC | 2211252-5 | 4 | Standard | Each | 1.0 | LOGIC 74AHC-VHC14 TSSOP14 | 00495-SN74AHC14PWG4 18846-MC74VHC14DTG 00495-SN74AHC14PWE4 00495 SN74AHC14PW | TEXAS INSTRUMENTS ON SEMICONDUCTOR TEXAS INSTRUMENTS TEXAS INSTRUMENTS | STE
382 | 7 |  | J351 | CTAOOC | 2227700-4 | 2 | Standard | Each | 1.0 | CONNECT TRANSIT+LATCH 26C HEADER STR | 00266-N3429-6302RB 10099-09 18 526 5904 01940-842-816-2630-435 18996-2-5499206-6 | 3M (MINNESOTA MINING MFG) HARTING AMPHENOL TE CONNECTIVITY | STE
383 | 7 |  | U15-U23 | CTAOOC | 2196877-12 | 6 | Standard | Each | 9.0 | IC, LOGIC, 74LVC-LCX244, TSSOP20 | 00124-74LCX244TTR 18846-MC74LCX244DTG 19638-LVC244BTELL-E 00495-SN74LVC244APWE4 00495-SN74LVC244APWG4 00495-SN74LVC244APW | ST MICROELECTRONICS ON SEMICONDUCTOR RENESAS TECHNOLOGY CORP TEXAS INSTRUMENTS TEXAS INSTRUMENTS TEXAS INSTRUMENTS | STE
384 | 7 |  | C47 | CTAOOC | 2187107-10 | 2 | Standard | Each | 1.0 | CAPACITOR CERAMIC X7R, 1UF 10Percent, 16V, SMD 0805 | 02862-GRM21BR71C105KA01 19214-0805YC105KAT | MURATA AVX/KYOCERA | STE
385 | 7 |  | Q1-Q4 | CTAOOC | 2235316 | 1 | Restricted | Each | 4.0 | RESEAU-T CMS DAR NPN ULN2003 SOLP16 | 00495-ULN2003AD | TEXAS INSTRUMENTS | STE
386 | 7 |  | C45 | CTAOOC | 2240282-15 | 2 | Standard | Each | 1.0 | CAPACITOR CERAMIC, X7R, 10UF, 10Percent, 16V, SMD 1206 | 03041-C3216X7R1C106K 08390-C1206C106K4RAC 11962-CC1206KKX7R7BB106 03041-C3216X7R1C106K160AC | TDK KEMET YAGEO TDK | STE
387 | 7 |  | C9-C20,C30-C33,C36-C39,C42,C43,C46,C48,C61,C91,C95,C98,C100,C102,C124-C135 | CTAOOC | 2235239-6 | 2 | Standard | Each | 42.0 | CAPACITOR X7R 100NF 10% 16V 0603 | 08390 C0603C104K4RAC 18981-VJ0603Y104KXJ 11962-CC0603KRX7R7BB104 19214-0603YC104KAT | KEMET VISHAY YAGEO AVX/KYOCERA | STE
388 | 7 |  | J10,J41 | CTAOOC | 2227700-10 | 3 | Standard | Each | 2.0 | CONNECT TRANSIT+LATCH 14C HEADER STR | 10099-09 18 514 5904 00266-N3314-6302RB | HARTING 3M (MINNESOTA MINING MFG) | STE
389 | 7 |  | Y1 | CTAOOC | 2273338-7 | 2 | Restricted | Each | 1.0 | OSCIL 1.000MHZ 100PPM +EN LCSO4 SMD | 08522-SG-8002CA 1.0000M-PTC 03265-VCC1-A3A-1M000 20038-092-1-2 | EPSON, QD DIVISION VECTRON LABORATORIES INC FOX ELECTRONICS | STE
390 | 7 |  | U33 | CTAOOC | 2246237-2 | 3 | Standard | Each | 1.0 | DRIVER-RECEIVER UART WITH 16 BYTE FIFO 3.3-5V SUPPLY, 48-TQFP NOTE ONLY TI PART HAS AUTOFLOW CNTRL | 00495-TL16C550CPTG4 ZZE10-ST16C550CQ48-F | TEXAS INSTRUMENTS EXAR | STE
391 | 7 |  | S1,S2 | CTAOOC | 2253364-2 | 3 | Not Recommended | Each | 2.0 | SURFACE MOUNT DIP SWITCH, 4 POSITION GULL WING WITH POLYIMIDE TAPE SEAL MACHINE-INSERTABLE. WARNING: Unknown Whisker Risk | 05229-90HBW04PRT 00031-219004MST | GRAYHILL CTS CORP | STE
392 | 7 |  | U35 | CTAOOC | 2242543-4 | 3 | Standard | Each | 1.0 | MEMORY EEPROM, 2048 WORDS X 8 BITS, 1.8V TO 5.5V, 400KHZ, SO8 | 00124-M24C16-RMN6P 08433-CAT24C16WI-G | ST MICROELECTRONICS ON SEMI (FORMERLY CATALYST) | STE
393 | 7 |  | Y2 | CTAOOC | 2304499-16 | 3 | Standard | Each | 1.0 | OSCIL 10.0000MHZ 50PPM +EN LCSO4 SMD | 05746-T3392-10M 00031 CB3LV-3C-10M0000 11682-SM7745HV-10.0M 08522-SG-8002CA 10.000M-PCB 11465-LF SPXO014281 20038-F4105-100 05968 S1803B-10.0000 11718 CO4305-10.000 08522-SG-710ECK 10.0000MB 05968-S1613B-10.0000 | VALPEY FISHER DIV.OF VALTEC CO CTS CORP PLETRONICS EPSON, QD DIVISION C-MAC FREQUENCY PROD/ IQD FOX ELECTRONICS PERICOM, FORMERLY SARONIX RALTRON (FORMERLY SHOWA) EPSON, QD DIVISION PERICOM, FORMERLY SARONIX | STE
394 | 7 |  | DS1-DS17 | CTAOOC | 2279219-2 | 1 | Standard | Each | 17.0 | LED GREEN LTST-C190G 0603 SMD | 18802 AP1608SGC 00941 HSMG-C190 11520 LTST-C190GKT 09050 PG1111C | KINGBRIGHT AVAGO TECHNOLOGIES LITE-ON STANLEY ELECTRIC CO LTD | STE
395 | 7 |  | U34 | CTAOOC | 2274500-2 | 1 | Standard | Each | 1.0 | LOGIC INTERFACE RS-232 DRIVER-RECEIVER TSSOP 3 TO 5 V SUPPLY WITH ESD PROTECTION | 00495-MAX3232CPWE4 00124-ST3232ECTR 01649-ADM3202ARUZ | TEXAS INSTRUMENTS ST MICROELECTRONICS ANALOG DEVICES | STE
396 | 7 |  | R42,R64,R65,R92,R159-R162 | CTAOOC | 2324551-5 | 4 | Standard | Each | 8.0 | RESISTOR 100k OHMS 1 % .1 WATTS SMT 0603 THICK FILM | 00006-WCR0603LF1003F 05498-MC06031003FTW 02254 MCR03EZPFX1003 18981-CRCW0603100KFKE 11962-RC0603FR-07100KL 06725-RK73H1JTTD1003F 10302-RMCF0603FT100K | IRC RCD COMPONENTS INC. ROHM VISHAY YAGEO KOA SEI | STE
397 | 7 |  | R126,R128,R163,R165 | CTAOOC | 2324551-28 | 3 | Standard | Each | 4.0 | RESISTOR 332 OHMS 1 % .1 WATTS SMT 0603 THICK FILM | 06725-RK73H1JTTD3320F 00006-WCR0603LF3320F 11962-RC0603FR-07332RL 02254 MCR03EZPFX3320 05498-MC06033320FTW 18981-CRCW0603332RFKE 10302-RMCF0603FT332R | KOA IRC YAGEO ROHM RCD COMPONENTS INC. VISHAY SEI | STE
398 | 7 |  | R130,R131,R167,R168 | CTAOOC | 2324551-2 | 3 | Standard | Each | 4.0 | RESISTOR 100 OHMS 1 PERCENT .1 WATTS SMT 0603 THICK FILM | 05498-MC06031000FTW 11962-RC0603FR-07100RL 00006-WCR0603LF1000F 02254 MCR03EZPFX1000 06725-RK73H1JTTD1000F 18981-CRCW0603100RFKE 10302-RMCF0603FT100R | RCD COMPONENTS INC. YAGEO IRC ROHM KOA VISHAY SEI | STE
399 | 7 |  | R58,R59,R152,R154 | CTAOOC | 2324551 | 4 | Standard | Each | 4.0 | RESISTOR 10 OHMS 1 % .1 WATTS SMT 0603 THICK FILM | 05498-MC060310R0FTW 06725-RK73H1JTTD10R0F 00006-WCR0603LF10R0F 02254-MCR03EZPFX10R0 18981-CRCW060310R0FKE 11962-RC0603FR-0710RL 10302-RMCF0603FT10R0 | RCD COMPONENTS INC. KOA IRC ROHM VISHAY YAGEO SEI | STE
400 | 7 |  | VR1 | CTAOOC | 2334692 | 1 | Restricted | Each | 1.0 | REGULATOR 3.3V OUTPUT LOW DROPOUT ANYCAP, 1.5A OUTPUT, SOT-223 | 01649-ADP3339AKCZ-3.3 | ANALOG DEVICES, INC. | STE
401 | 7 |  | R62,R63,R157,R158 | CTAOOC | 2324551-373 | 2 | Standard | Each | 4.0 | RESISTOR 316 OHMS 1 PERCENT .1 WATT 100 PPM SMT 0603 THICK FILM | 06725-RK73H1JTTD3160F 02254-MCR03EZPFX3160 18981-CRCW0603316RFKEA 00006-WCR0603LF3160FPLT 00078-CR0603FX3160LF 11962-RC0603FR-07316RL | KOA ROHM VISHAY IRC BOURNS YAGEO | STE
402 | 7 |  | R56,R57,R60,R61,R150,R153,R155,R156 | CTAOOC | 2324551-170 | 2 | Standard | Each | 8.0 | RESISTOR 143k OHMS 1 % .1 WATTS SMT 0603 THICK FILM | 05498-MC06031433FTW 00006-WCR0603LF1433F 06725-RK73H1JTTD1433F 11962-RC0603FR-07143KL 02254 MCR03EZPFX1433 18981-CRCW0603143KFKE 10302-RMCF1/16-143K-1% 10302-RMCF0603FT143K | RCD COMPONENTS INC. IRC KOA YAGEO ROHM VISHAY SEI SEI | STE
403 | 7 |  | R54,R55,R127,R129,R164,R166 | CTAOOC | 2324551-39 | 3 | Standard | Each | 6.0 | RESISTOR 4.99k OHMS 1 % .1 WATTS SMT 0603 THICK FILM | 18981-CRCW06034K99FKE 11962-RC0603FR-074K99L 00006-WCR0603LF4991F 05498-MC06034991FTW 06725-RK73H1JTTD4991F 02254 MCR03EZPFX4991 10302-RMCF0603FT4K99 | VISHAY YAGEO IRC RCD COMPONENTS INC. KOA ROHM SEI | STE
404 | 7 |  | U14 | CTAOOC | 5135116-3 | 1 | Standard | Each | 1.0 | PROGRAMMABLE CPLD, 2210 LOGIC ELEMENTS, MAX_II, 1.5-3.3V I_O VOLTAGE, 2.5-3.3V SUPPLY, 204 IO PINS, FBGA 256 | 10208-EPM2210F256C5N | ALTERA | STE
405 | 7 |  | C1,C2,C4 | CTAOOC | 2378169 | 3 | Standard | Each | 3.0 | U6214CS CAPACITOR FIXED 100U FARADS | 07092-EEEHA1V101XP 06533-UWZ1V101MCL1GS 10220-EMVE350ADA101MF80G | PANASONIC NICHICON CORPORATION CHEMI-CON | STE
406 | 7 |  | CR1,CR2 | CTAOOC | 2408243 | 1 | Restricted | Each | 2.0 | U1813HE SEMICONDUCTOR DIODE 5 VOLTS 5U AMPS | 10289-GBLC05C-LF | PROTEK DEVICES | STE
407 | 7 |  | C3,C5 | CTAOOC | 2378166 | 4 | Standard | Each | 2.0 | U6211CS CAPACITOR FIXED 10U FARADS | 06533-UWZ1V100MCL1GB 07092-EEEHA1V100R 10220-EMVE350ADA100ME55G | NICHICON CORPORATION PANASONIC CHEMI-CON | STE
408 | 7 |  | H1 | CTAOOC | 5338074 | 1 | Restricted | Each | 1.0 | PIEZOELECTRIC SOUNDER, EXTERNAL DRIVE PIN TYPE | 02862-PKM13EPYH4002-B0 | MURATA | STE
409 | 7 |  | U32 | CTAOOC | 5394889 | 2 | Standard | Each | 1.0 | IC, AD CONVERTER, 12BITS, 4CHANNELS INPUT, SAR, T AND H, 0.5 TO 1MSPS, SERIAL OUT, 3V TO 5V VCC, ADC124S101C, MSOP10, 85C | 00036-ADC124S101CIMM/NOPB 00495-ADC124S101CIMM/NOPB | NATIONAL SEMICONDUCTOR TEXAS INSTRUMENTS | STE
410 | 7 |  | R144,R146 | CTAOOC | 5245267-2 | 2 | Restricted | Each | 2.0 | RESISTOR 33 OHM, NON-MAGNETIC, 2 PERCENT, 100MW, FILM, 100PPM, 0603 | 23828-CHR0603 33 OHM +-2% | SRT RESISTOR TECHNOLOGY GMBH | STE
411 | 6 |  | P1 | CTAComponent | 2410163 | 1 | Release | Each | 1.0 | Ariose Electronics_Buzzer MB12B24 |  |  | HLE
412 | 6 |  | J11,J331,J341 | CTAOOC | 46-221703P17 | 2 | Not Recommended | Each | 3.0 | 025 POS 50 CONT .100 SPACING STRAIGHT W/LONG LATCHES 4-WALL AMP PART IS RESTRICTED DUE TO THE FA CT THAT IT REQUIRES A .250 LONG SCRE W TO RETAIN IT. | 00266 3433-6303 00266 3433-6603 02973 IDH-50PK1-S4-TG30 | 3M (MINNESOTA MINING MFG) 3M (MINNESOTA MINING MFG) ROBINSON NUGENT INC | STA
413 | 6 |  | R47,R49,R204,R205,R207-R210,R212,R213 | CTAOOC | 46-286365P30 | 9 | Restricted | Each | 10.0 | RESISTOR 2k OHMS 1 % .25 WATTS 1206 PACKAGE SURFACE MOUNT | 18981-CRCW12062K00FKE 11962-RC1206FR-072KL 06725-RK73H2BTTD2001F 05498-MC12062001FTW 02254-MCR18EZPF2001 | VISHAY YAGEO KOA RCD COMPONENTS INC. ROHM | STE
414 | 6 |  | J1 | CTAOOC | 46-296085P3 | 1 | Restricted | Each | 1.0 | CONNECTOR 4 CONTACTS FOR GOLD PLATED CONTACTS SEE 46-2218 60P3. | 18996-641968-1 | TE CONNECTIVITY | STE
415 | 6 |  | J15 | CTAOOC | 46-278307P6 | 1 | Standard | Each | 1.0 | CONNECTOR HEADER 34 EACH WITH EJECTORS | 00266-N3431-6302RB 18996-5499922-8 | 3M (MINNESOTA MINING MFG) TE CONNECTIVITY | STE
416 | 6 |  | R228,R229 | CTAOOC | 46-170025P33 | 11 | Not Recommended | Each | 2.0 | POTENTIOMETER, PWB TRIMMER, TOP ADJ, 20TURNS, 1K 500MW, LINEAR, WARNING: Unknown Whisker Risk | 00078-3296 W-1-102 LF 18981-T93YA102K 01667-67WR1KLF | BOURNS VISHAY BI TECHNOLOGIES | STE
417 | 6 |  | R53,R132 | CTAOOC | 46-170025P26 | 8 | Not Recommended | Each | 2.0 | RESISTOR 2k OHMS 10 PERCENT .5 WATTS CERMET TOP ADJ 25 TURN. WARNING: Unknown Whisker Risk | 18981-T93YA202K 00078-3296W-1-202LF 01667-67WR2KLF | VISHAY BOURNS BI TECHNOLOGIES | STE
418 | 6 |  | U32,U36 | CTAOOC | 5394889 | 2 | Standard | Each | 2.0 | IC, AD CONVERTER, 12BITS, 4CHANNELS INPUT, SAR, T AND H, 0.5 TO 1MSPS, SERIAL OUT, 3V TO 5V VCC, ADC124S101C, MSOP10, 85C | 00036-ADC124S101CIMM/NOPB 00495-ADC124S101CIMM/NOPB | NATIONAL SEMICONDUCTOR TEXAS INSTRUMENTS | STE
419 | 6 |  | J4 | CTAOOC | 2106009-6 | 1 | Restricted | Each | 1.0 | CONNEC LOW-PROF TRANSI 10C HEAD STR | 01940 821-A010P-AM-A00 00214-75869-101LF 00266-N2510-6002RB 10099-09 18 510 6324 18996-5103308-1 | AMPHENOL FCI 3M (MINNESOTA MINING MFG) HARTING TE CONNECTIVITY | STE
420 | 6 |  | U1-U12,U27-U29,U31 | CTAOOC | 2118048 | 3 | Restricted | Each | 16.0 | DRIVER-RECEIVER NOT APPLICABLE 4 EAC QUAD LINE RECEIVER DS1489A S014 | 00495-SN75189AD | TEXAS INSTRUMENTS | STE
421 | 6 |  | J3,J5,J6,J9,J17,J20 | CTAOOC | 2137666-2 | 1 | Standard | Each | 6.0 | CONNECTOR 3 CONTACTS 600 VOLTS 3 AMP SINGLE ROW .125 STRAIGHT HEADER WITH POLARIZATION SLOTS. | 01525 70545-0037 | MOLEX | STE
422 | 6 |  | J14 | CTAOOC | 2117073 | 1 | Not Recommended | Each | 1.0 | CONNECTOR 3 CONTACTS HEADER. WARNING: Unknown Whisker Risk | 18996-171825-3 | TE CONNECTIVITY | STE
423 | 6 |  | U24-U26,U30 | CTAOOC | 2105421 | 1 | Restricted | Each | 4.0 | AMPLIFIER 2 EACH 2 PPM-DEG C 5.2 VOL SINGLE SUPPLY, RAIL TO RAIL LOW POWERFET-INPUT OP AMP | 01649-AD822BRZ | ANALOG DEVICES, INC. | STE
424 | 6 |  | R6,R7,R124,R133,R174-R178,R199,R203,R217,R230,R233,R236 | CTAOOC | 46-312792P1 | 6 | Standard | Each | 15.0 | RESISTOR 0 OHM 1PERCENT 125MW 0805 JUMPER SURFACE MOUNTING 0 OHM L .079 W .050 T .018 | 18981-CRCW08050000Z0E 06725-RK73Z2AT 05498-ZC0805TW | VISHAY KOA RCD COMPONENTS INC. | STE
425 | 6 |  | R1-R5,R8,R9,R11,R16,R34-R41,R43-R46,R125,R179,R185-R187,R206,R238-R242 | CTAOOC | 46-312792P11 | 4 | Standard | Each | 32.0 | RESISTOR 2k OHMS 1 % .125 WATTS 100V 100PPM/C | 18981-CRCW08052K00FKE 11623-NRC10F2001TRF 00006-WCR0805LF2001F 06725-RK73H2ATTD2001F 05498-MC08052001FTW | VISHAY NIC COMPONENTS CORPORATION IRC KOA RCD COMPONENTS INC. | STE
426 | 6 |  | R26-R33,R190-R197 | CTAOOC | 46-312792P17 | 2 | Standard | Each | 16.0 | RESISTOR 475 OHMS 1 % .125 WATTS 100V 0805 CASE SIZE THICK FILM +-100 PPM/C | 11962-RC0805FR-07475RL 00006-WCR0805LF4750F 18981-CRCW0805475RFKE 05498-MC08054750FTW | YAGEO IRC VISHAY RCD COMPONENTS INC. | STE
427 | 6 |  | R12,R51,R52,R66-R91,R93-R123,R147,R173,R184,R198,R201 | CTAOOC | 46-312792P24 | 3 | Standard | Each | 65.0 | RESISTOR 20k OHMS 1 PERCENT .125 WATTS | 06725-RK73H2ATTD2002F 05498-MC08052002FTW 18981-CRCW080520K0FKE 00006-WCR0805LF2002F | KOA RCD COMPONENTS INC. VISHAY IRC | STE
428 | 6 |  | R48,R50,R211,R214,R215 | CTAOOC | 46-312792P81 | 6 | Standard | Each | 5.0 | RESISTOR 100 OHMS 1 PERCENT .125 WATTS 100 VOLT 100 PPM TC 0805 PACKAGE | 18981-CRCW0805100RFKE 11962-RC0805FR-07100RL 00006-WCR0805LF1000F 05498-MC08051000FTW 06725-RK73H2ATTD1000F 02254-MCR10EZPF1000 | VISHAY YAGEO IRC RCD COMPONENTS INC. KOA ROHM | STE
429 | 6 |  | R10,R13-R15,R17-R25,R134-R143,R145,R148,R149,R169-R172,R220-R223,R234,R235 | CTAOOC | 46-312792P13 | 4 | Standard | Each | 36.0 | RESISTOR 1k OHMS 1 PERCENT .125 WATTS 0805 CASE SIZE | 11623-NRC10F1001TRF 05498-MC08051001FTW 18981-CRCW08051K00FKE 06725-RK73H2ATTD1001F 00006-WCR0805LF1001F | NIC COMPONENTS CORPORATION RCD COMPONENTS INC. VISHAY KOA IRC | STE
430 | 6 |  | D1-D5 | CTAOOC | 46-311083P2 | 3 | Standard | Each | 5.0 | BAV70 SWITCHING DIODE DUAL SER SW VR-70V VF-1.25V 200 MA SOT23 | 18846-BAV70LT1G 18889-BAV 70 E6327 18889-BAV70E6327HTSA1 | ON SEMICONDUCTOR INFINEON TECHNOLOGIES AG INFINEON TECHNOLOGIES AG | STE
431 | 6 |  | K1,K3-K5 | CTAOOC | 46-312336P3 | 4 | Standard | Each | 4.0 | RELAY AND CONTACTOR DPDT 24 V COIL VOLTAGE, CONTACT RATING OF 110 VDC,125 VAC AT 1 AMP | 07092-TQ2SA-24V | PANASONIC | STE
432 | 6 |  | C136,C141 | CTAOOC | 46-302742P8 | 3 | Standard | Each | 2.0 | CAPACITOR FIXED 1u FARADS 35 VOLTS .138L .110W .075H 3528 SURFACE MOUNT DEVICE | 18981-293D105X9035B2TE3 08390-T491B105K035AT | VISHAY KEMET | STE
433 | 6 |  | J351 | CTAOOC | 2227700-4 | 2 | Standard | Each | 1.0 | CONNECT TRANSIT+LATCH 26C HEADER STR | 00266-N3429-6302RB 10099-09 18 526 5904 01940-842-816-2630-435 18996-2-5499206-6 | 3M (MINNESOTA MINING MFG) HARTING AMPHENOL TE CONNECTIVITY | STE
434 | 6 |  | J41 | CTAOOC | 2227700-10 | 3 | Standard | Each | 1.0 | CONNECT TRANSIT+LATCH 14C HEADER STR | 10099-09 18 514 5904 00266-N3314-6302RB | HARTING 3M (MINNESOTA MINING MFG) | STE
435 | 6 |  | C9-C20,C30-C33,C36-C39,C42,C43,C46,C48,C61,C91,C95,C98,C100,C102,C124-C135,C143-C146 | CTAOOC | 2235239-6 | 2 | Standard | Each | 46.0 | CAPACITOR X7R 100NF 10% 16V 0603 | 08390 C0603C104K4RAC 18981-VJ0603Y104KXJ 11962-CC0603KRX7R7BB104 19214-0603YC104KAT | KEMET VISHAY YAGEO AVX/KYOCERA | STE
436 | 6 |  | C45 | CTAOOC | 2240282-15 | 2 | Standard | Each | 1.0 | CAPACITOR CERAMIC, X7R, 10UF, 10Percent, 16V, SMD 1206 | 03041-C3216X7R1C106K 08390-C1206C106K4RAC 11962-CC1206KKX7R7BB106 03041-C3216X7R1C106K160AC | TDK KEMET YAGEO TDK | STE
437 | 6 |  | U35 | CTAOOC | 2242543-4 | 3 | Standard | Each | 1.0 | MEMORY EEPROM, 2048 WORDS X 8 BITS, 1.8V TO 5.5V, 400KHZ, SO8 | 00124-M24C16-RMN6P 08433-CAT24C16WI-G | ST MICROELECTRONICS ON SEMI (FORMERLY CATALYST) | STE
438 | 6 |  | Q1-Q4 | CTAOOC | 2235316 | 1 | Restricted | Each | 4.0 | RESEAU-T CMS DAR NPN ULN2003 SOLP16 | 00495-ULN2003AD | TEXAS INSTRUMENTS | STE
439 | 6 |  | U13 | CTAOOC | 2211252-5 | 4 | Standard | Each | 1.0 | LOGIC 74AHC-VHC14 TSSOP14 | 00495-SN74AHC14PWG4 18846-MC74VHC14DTG 00495-SN74AHC14PWE4 00495 SN74AHC14PW | TEXAS INSTRUMENTS ON SEMICONDUCTOR TEXAS INSTRUMENTS TEXAS INSTRUMENTS | STE
440 | 6 |  | C3,C5 | CTAOOC | 2183937-2 | 2 | Standard | Each | 2.0 | CAPA TANT 1UF 10% 35V 3528 | 18981-293D105X9035B2TE3 08390-T491B105K035AT 19214-TAJB105K035RNJ | VISHAY KEMET AVX/KYOCERA | STE
441 | 6 |  | C6-C8,C21-C29,C34,C35,C40,C41,C44,C49-C60,C62-C90,C92-C94,C96,C97,C99,C101,C103-C123,C137-C140,C142 | CTAOOC | 2187107-6 | 3 | Not Recommended | Each | 91.0 | CAPACITOR FIXED .1u FARADS 50 VOLTS | 08390 C0805C104K5RAC 07945-CL21B104KBCNNNC | KEMET SAMSUNG | STE
442 | 6 |  | C47 | CTAOOC | 2187107-10 | 2 | Standard | Each | 1.0 | CAPACITOR CERAMIC X7R, 1UF 10Percent, 16V, SMD 0805 | 02862-GRM21BR71C105KA01 19214-0805YC105KAT | MURATA AVX/KYOCERA | STE
443 | 6 |  | U15-U23 | CTAOOC | 2299073-2 | 5 | Standard | Each | 9.0 | IC, LOGIC, LVTH, OCTAL BUFFER-DRIVER, 74LVTH244, TSSOP20 | 00495-SN74LVTH244APW 00495-SN74LVTH244APWRG4 00495-SN74LVTH244APWRE4 24386-74LVTH244MTCX | TEXAS INSTRUMENTS TEXAS INSTRUMENTS TEXAS INSTRUMENTS FAIRCHILD SEMICONDUCTOR INC | STE
444 | 6 |  | J12,J42 | CTAOOC | 2137666-7 | 1 | Standard | Each | 2.0 | CONNECTOR 8 CONTACTS 600 VOLTS 3 AMP SINGLE ROW .120 STRAIGHT HEADER WITH POLARIZATION SLOTS. | 01525 70545-0042 | MOLEX | STE
445 | 6 |  | J8 | CTAOOC | 2137666-9 | 1 | Standard | Each | 1.0 | CONNECTOR 10 CONTACTS 600 VOLTS 3 AM SINGLE ROW .120 STRAIGHT HEADER WITH POLARIZATION SLOTS | 01525 70545-0044 | MOLEX | STE
446 | 6 |  | J7 | CTAOOC | 2137666-5 | 1 | Standard | Each | 1.0 | CONNECTOR 6 CONTACTS 600 VOLTS 3 AMP SINGLE ROW .120 STRAIGHT HEADER WITH POLARIZATION SLOTS. | 01525 70545-0040 | MOLEX | STE
447 | 6 |  | R58,R59,R152,R154 | CTAOOC | 2324551 | 4 | Standard | Each | 4.0 | RESISTOR 10 OHMS 1 % .1 WATTS SMT 0603 THICK FILM | 05498-MC060310R0FTW 06725-RK73H1JTTD10R0F 00006-WCR0603LF10R0F 02254-MCR03EZPFX10R0 18981-CRCW060310R0FKE 11962-RC0603FR-0710RL 10302-RMCF0603FT10R0 | RCD COMPONENTS INC. KOA IRC ROHM VISHAY YAGEO SEI | STE
448 | 6 |  | R130,R131,R167,R168,R224-R227 | CTAOOC | 2324551-2 | 3 | Standard | Each | 8.0 | RESISTOR 100 OHMS 1 PERCENT .1 WATTS SMT 0603 THICK FILM | 05498-MC06031000FTW 11962-RC0603FR-07100RL 00006-WCR0603LF1000F 02254 MCR03EZPFX1000 06725-RK73H1JTTD1000F 18981-CRCW0603100RFKE 10302-RMCF0603FT100R | RCD COMPONENTS INC. YAGEO IRC ROHM KOA VISHAY SEI | STE
449 | 6 |  | R42,R64,R65,R92,R159-R162 | CTAOOC | 2324551-5 | 4 | Standard | Each | 8.0 | RESISTOR 100k OHMS 1 % .1 WATTS SMT 0603 THICK FILM | 00006-WCR0603LF1003F 05498-MC06031003FTW 02254 MCR03EZPFX1003 18981-CRCW0603100KFKE 11962-RC0603FR-07100KL 06725-RK73H1JTTD1003F 10302-RMCF0603FT100K | IRC RCD COMPONENTS INC. ROHM VISHAY YAGEO KOA SEI | STE
450 | 6 |  | R126,R128,R163,R165 | CTAOOC | 2324551-28 | 3 | Standard | Each | 4.0 | RESISTOR 332 OHMS 1 % .1 WATTS SMT 0603 THICK FILM | 06725-RK73H1JTTD3320F 00006-WCR0603LF3320F 11962-RC0603FR-07332RL 02254 MCR03EZPFX3320 05498-MC06033320FTW 18981-CRCW0603332RFKE 10302-RMCF0603FT332R | KOA IRC YAGEO ROHM RCD COMPONENTS INC. VISHAY SEI | STE
451 | 6 |  | R56,R57,R60,R61,R150,R153,R155,R156 | CTAOOC | 2324551-170 | 2 | Standard | Each | 8.0 | RESISTOR 143k OHMS 1 % .1 WATTS SMT 0603 THICK FILM | 05498-MC06031433FTW 00006-WCR0603LF1433F 06725-RK73H1JTTD1433F 11962-RC0603FR-07143KL 02254 MCR03EZPFX1433 18981-CRCW0603143KFKE 10302-RMCF1/16-143K-1% 10302-RMCF0603FT143K | RCD COMPONENTS INC. IRC KOA YAGEO ROHM VISHAY SEI SEI | STE
452 | 6 |  | R54,R55,R127,R129,R164,R166 | CTAOOC | 2324551-39 | 3 | Standard | Each | 6.0 | RESISTOR 4.99k OHMS 1 % .1 WATTS SMT 0603 THICK FILM | 18981-CRCW06034K99FKE 11962-RC0603FR-074K99L 00006-WCR0603LF4991F 05498-MC06034991FTW 06725-RK73H1JTTD4991F 02254 MCR03EZPFX4991 10302-RMCF0603FT4K99 | VISHAY YAGEO IRC RCD COMPONENTS INC. KOA ROHM SEI | STE
453 | 6 |  | Y1 | CTAOOC | 2273338-7 | 2 | Restricted | Each | 1.0 | OSCIL 1.000MHZ 100PPM +EN LCSO4 SMD | 08522-SG-8002CA 1.0000M-PTC 03265-VCC1-A3A-1M000 20038-092-1-2 | EPSON, QD DIVISION VECTRON LABORATORIES INC FOX ELECTRONICS | STE
454 | 6 |  | U34 | CTAOOC | 2274500-2 | 1 | Standard | Each | 1.0 | LOGIC INTERFACE RS-232 DRIVER-RECEIVER TSSOP 3 TO 5 V SUPPLY WITH ESD PROTECTION | 00495-MAX3232CPWE4 00124-ST3232ECTR 01649-ADM3202ARUZ | TEXAS INSTRUMENTS ST MICROELECTRONICS ANALOG DEVICES | STE
455 | 6 |  | DS1-DS17 | CTAOOC | 2279219-2 | 1 | Standard | Each | 17.0 | LED GREEN LTST-C190G 0603 SMD | 18802 AP1608SGC 00941 HSMG-C190 11520 LTST-C190GKT 09050 PG1111C | KINGBRIGHT AVAGO TECHNOLOGIES LITE-ON STANLEY ELECTRIC CO LTD | STE
456 | 6 |  | S1-S4 | CTAOOC | 2253364-2 | 3 | Not Recommended | Each | 4.0 | SURFACE MOUNT DIP SWITCH, 4 POSITION GULL WING WITH POLYIMIDE TAPE SEAL MACHINE-INSERTABLE. WARNING: Unknown Whisker Risk | 05229-90HBW04PRT 00031-219004MST | GRAYHILL CTS CORP | STE
457 | 6 |  | U33 | CTAOOC | 2246237-2 | 3 | Standard | Each | 1.0 | DRIVER-RECEIVER UART WITH 16 BYTE FIFO 3.3-5V SUPPLY, 48-TQFP NOTE ONLY TI PART HAS AUTOFLOW CNTRL | 00495-TL16C550CPTG4 ZZE10-ST16C550CQ48-F | TEXAS INSTRUMENTS EXAR | STE
458 | 6 |  | CR1,CR2 | CTAOOC | 2408243 | 1 | Restricted | Each | 2.0 | U1813HE SEMICONDUCTOR DIODE 5 VOLTS 5U AMPS | 10289-GBLC05C-LF | PROTEK DEVICES | STE
459 | 6 |  | U14 | CTAOOC | 5135116-3 | 1 | Standard | Each | 1.0 | PROGRAMMABLE CPLD, 2210 LOGIC ELEMENTS, MAX_II, 1.5-3.3V I_O VOLTAGE, 2.5-3.3V SUPPLY, 204 IO PINS, FBGA 256 | 10208-EPM2210F256C5N | ALTERA | STE
460 | 6 |  | R144,R146 | CTAOOC | 5245267-2 | 2 | Restricted | Each | 2.0 | RESISTOR 33 OHM, NON-MAGNETIC, 2 PERCENT, 100MW, FILM, 100PPM, 0603 | 23828-CHR0603 33 OHM +-2% | SRT RESISTOR TECHNOLOGY GMBH | STE
461 | 6 |  | VR1 | CTAOOC | 2334692 | 1 | Restricted | Each | 1.0 | REGULATOR 3.3V OUTPUT LOW DROPOUT ANYCAP, 1.5A OUTPUT, SOT-223 | 01649-ADP3339AKCZ-3.3 | ANALOG DEVICES, INC. | STE
462 | 6 |  | C1,C2,C4 | CTAOOC | 2378169 | 3 | Standard | Each | 3.0 | U6214CS CAPACITOR FIXED 100U FARADS | 07092-EEEHA1V101XP 06533-UWZ1V101MCL1GS 10220-EMVE350ADA101MF80G | PANASONIC NICHICON CORPORATION CHEMI-CON | STE
463 | 6 |  | R62,R63,R157,R158 | CTAOOC | 2324551-373 | 2 | Standard | Each | 4.0 | RESISTOR 316 OHMS 1 PERCENT .1 WATT 100 PPM SMT 0603 THICK FILM | 06725-RK73H1JTTD3160F 02254-MCR03EZPFX3160 18981-CRCW0603316RFKEA 00006-WCR0603LF3160FPLT 00078-CR0603FX3160LF 11962-RC0603FR-07316RL | KOA ROHM VISHAY IRC BOURNS YAGEO | STE
464 | 4 | 6 |  | ECCCollectorPart | 5444390 | 2 | Release | Each | 1.0 | Table accessory collector |  |  | HLE
465 | 5 | 1 |  | CTAAssembly | 5451223 | 4 | Release | Each | 1.0 | Right shoulder pad assembly |  |  | CCX
466 | 6 | 1 |  | CTAComponent | 5440513 | 1 | Release | Each | 1.0 | Shoulder fix main frame |  |  | CCX
467 | 6 | 5 |  | CTAComponent | 5444569 | 1 | Release | Each | 1.0 | Shoulder fix knob assembly |  |  | CCX
468 | 6 | 7 |  | CTAComponent | 5449400 | 1 | Release | Each | 1.0 | Shoulder pad adjusting knob |  |  | CCX
469 | 6 | 6 |  | CTAComponent | 5442184 | 1 | Release | Each | 1.0 | Knob PU support tray |  |  | CCX
470 | 6 | 11 |  | CTAComponent | 5438186 | 1 | Release | Each | 1.0 | Knob support tray base |  |  | CCX
471 | 6 | 2 |  | CTAComponent | 5452280 | 1 | Release | Each | 1.0 | Shoulder adjustinging frame |  |  | CCX
472 | 6 | 3 |  | CTAComponent | 5454761 | 1 | Release | Each | 1.0 | Right shoulder pad |  |  | CCX
473 | 6 | 10 |  | CTAComponent | 5457979 | 1 | Release | Each | 1.0 | Shoulder pad adjusting thimble |  |  | HLE
474 | 6 | 9 |  | CTAComponent | 5451438 | 1 | Release | Each | 1.0 | Right shoulder rear cover |  |  | CCX
475 | 6 | 8 |  | CTAComponent | 5450657 | 1 | Release | Each | 1.0 | M4x10_GB973 |  |  | CCX
476 | 6 | 14 |  | CTAComponent | 1000-M4C014-04 | 1 | Release | Each | 2.0 | Hexagon Socket Head Cap Screw, M4-0.7, X14mm Long, Grade 8.8 Steel, Zinc Plated, RoHS Fastener | 11060-M4C14KCSC9Z6/912 A0996-BN 4 M10 x 14mm CR6+FREE 24140-M4/14/SOHTCS/TC1D/ISO4762 | ANIXTER BOSSARD TR FORMAC DIV OF TR FASTENINGS | STM
477 | 6 | 15 |  | CTAComponent | 1000-M5C016-04 | 5 | Release | Each | 3.0 | Hexagon Socket Head Cap Screw, M5-0.8, X16mm Long, Grade 8.8 Steel, Zinc Plated, RoHS Fastener | 11060-M5C16KCSC9Z6/912 24140-M5/16/SOHTCS/TC1D/DIN912 10487-1000-M5C016-04 20589-ZS2540016ZP0000 A0996-BN 4 M5 x 16mm CR6+FREE | ANIXTER TR FORMAC DIV OF TR FASTENINGS OHTA FASTENAL COMPANY BOSSARD | STM
478 | 6 | 12 |  | CTAComponent | 5491728 | 1 | Release | Each | 4.0 | POM wearable thimble |  |  | CCX
479 | 6 | 13 |  | CTAComponent | 1000-M4C010-04 | 5 | Release | Each | 2.0 | Hexagon Socket Head Cap Screw, ISO 4762, M4-0.7, X10mm Long, Grade 8.8 Steel, Zinc Plated, RoHS Fastener | 11060-M4C10KCSC9Z6/912 10487-1000-M4C010-04 20589-10948-03231 24140-M4/10/SOHTCS/TC1D/DIN912 A0996-BN 4 M4 X 10mm CR6+FREE | ANIXTER OHTA FASTENAL COMPANY TR FORMAC DIV OF TR FASTENINGS BOSSARD | STM
480 | 6 | 4 |  | CTAComponent | 5459488 | 1 | Release | Each | 1.0 | Right shoulder pad fix plate |  |  | CCX
481 | 6 | 18 |  | CTAComponent | 2000-M5-02 | 3 | Release | Each | 3.0 | Flat Washer, ISO7089, M5, Steel 140HV, Zinc Plated, RoHS Fastener | 11060-M5NWSFSTZ6/125A A0996-BN715 M5 CR6 Free 24140-M5/-/PWSTWA/TC1 20589-10948-03440 | ANIXTER BOSSARD TR FORMAC DIV OF TR FASTENINGS FASTENAL COMPANY | STM
482 | 6 | 19 |  | CTAComponent | 2106-M5-14 | 1 | Release | Each | 3.0 | Spring Lock Washer with Flat Ends JIS B1251, M5, Spring Stainless Steel, Rohs Fastener | 24140-2106-M5-14 | TR FORMAC DIV OF TR FASTENINGS | STM
483 | 6 | 16 |  | CTAComponent | 1043-M4C006-37 | 1 | Release | Each | 1.0 | Hexagon Socket Set Screws with Dog Point, ISO 4028, M4-0.7, X6mm Long, A2-21H Stainless Steel, Passivate, RoHS Fastener | A0996-BN619 M4 x 6mm CR6+FREE 11060-M4C6KKDSJ/915 24140-M4/6/HSA2DP/SF/GB79 | BOSSARD ANIXTER TR FORMAC DIV OF TR FASTENINGS | STM
484 | 6 | 17 |  | CTAComponent | 1010-M4C008-14 | 1 | Release | Each | 6.0 | Phillips Flat Head Screw, ISO 7046, M4-0.7, X8mm Long, Grade 4.8 Steel, Zinc Plated, RoHS Fastener | 20589-10948-03507 11060-M4C8MXFSTZ6/965A | FASTENAL COMPANY ANIXTER | STM
485 | 5 | 5 |  | CTAAssembly | 5451224 | 4 | Release | Each | 1.0 | Right grasp handle assembly |  |  | CCX
486 | 6 | 2 |  | CTAComponent | 5442184 | 1 | Release | Each | 1.0 | Knob PU support tray |  |  | CCX
487 | 6 | 5 |  | CTAComponent | 5442185 | 1 | Release | Each | 1.0 | Right grasp handle frame |  |  | CCX
488 | 6 | 1 |  | CTAComponent | 5438186 | 1 | Release | Each | 1.0 | Knob support tray base |  |  | CCX
489 | 6 | 7 |  | CTAComponent | 5491728 | 1 | Release | Each | 2.0 | POM wearable thimble |  |  | CCX
490 | 6 | 6 |  | CTAComponent | 5450657 | 1 | Release | Each | 1.0 | M4x10_GB973 |  |  | CCX
491 | 6 | 4 |  | CTAComponent | 5451439 | 1 | Release | Each | 1.0 | Grasp handle column |  |  | CCX
492 | 6 | 3 |  | CTAComponent | 5444569 | 1 | Release | Each | 1.0 | Shoulder fix knob assembly |  |  | CCX
493 | 5 | 4 |  | CTAAssembly | 5445988 | 4 | Release | Each | 2.0 | Handle grid assembly |  |  | CCX
494 | 6 | 4 |  | CTAComponent | 5438186 | 1 | Release | Each | 2.0 | Knob support tray base |  |  | CCX
495 | 6 | 8 |  | CTAComponent | 1000-M5C016-04 | 5 | Release | Each | 4.0 | Hexagon Socket Head Cap Screw, M5-0.8, X16mm Long, Grade 8.8 Steel, Zinc Plated, RoHS Fastener | 11060-M5C16KCSC9Z6/912 24140-M5/16/SOHTCS/TC1D/DIN912 10487-1000-M5C016-04 20589-ZS2540016ZP0000 A0996-BN 4 M5 x 16mm CR6+FREE | ANIXTER TR FORMAC DIV OF TR FASTENINGS OHTA FASTENAL COMPANY BOSSARD | STM
496 | 6 | 1 |  | CTAComponent | 5449401 | 1 | Release | Each | 2.0 | Handle grid fixing frame |  |  | CCX
497 | 6 | 3 |  | CTAComponent | 5447013 | 1 | Release | Each | 2.0 | Handle fix knob assembly |  |  | CCX
498 | 6 | 5 |  | CTAComponent | 5442184 | 1 | Release | Each | 2.0 | Knob PU support tray |  |  | CCX
499 | 6 | 2 |  | CTAComponent | 5438187 | 1 | Release | Each | 1.0 | Handle grid bar |  |  | CCX
500 | 6 | 7 |  | CTAComponent | 5491728 | 1 | Release | Each | 4.0 | POM wearable thimble |  |  | CCX
501 | 6 | 6 |  | CTAComponent | 5450657 | 1 | Release | Each | 1.0 | M4x10_GB973 |  |  | CCX
502 | 5 | 6 |  | CTAAssembly | 5455393 | 4 | Release | Each | 1.0 | Left grasp handle assembly |  |  | CCX
503 | 6 | 2 |  | CTAComponent | 5442184 | 1 | Release | Each | 1.0 | Knob PU support tray |  |  | CCX
504 | 6 | 3 |  | CTAComponent | 5444569 | 1 | Release | Each | 1.0 | Shoulder fix knob assembly |  |  | CCX
505 | 6 | 1 |  | CTAComponent | 5438186 | 1 | Release | Each | 1.0 | Knob support tray base |  |  | CCX
506 | 6 | 7 |  | CTAComponent | 5491728 | 1 | Release | Each | 2.0 | POM wearable thimble |  |  | CCX
507 | 6 | 5 |  | CTAComponent | 5460251 | 1 | Release | Each | 1.0 | Left grasp hand1e frame |  |  | CCX
508 | 6 | 6 |  | CTAComponent | 5450657 | 1 | Release | Each | 1.0 | M4x10_GB973 |  |  | CCX
509 | 6 | 4 |  | CTAComponent | 5451439 | 1 | Release | Each | 1.0 | Grasp handle column |  |  | CCX
510 | 5 | 3 |  | CTAAssembly | 5439539 | 4 | Release | Each | 1.0 | Foot step assembly |  |  | CCX
511 | 6 | 1 |  | CTAAssembly | 5449857 | 1 | Release | Each | 1.0 | Foot step board assembly |  |  | CCX
512 | 7 | 2 |  | CTAComponent | 5436902 | 1 | Release | Each | 1.0 | Foot step board left support plate |  |  | CCX
513 | 7 | 4 |  | CTAComponent | 5442994 | 1 | Release | Each | 1.0 | Foot step board right support plate |  |  | CCX
514 | 7 | 3 |  | CTAComponent | 5447816 | 1 | Release | Each | 2.0 | Foot step board middle support plate |  |  | CCX
515 | 7 | 1 |  | CTAComponent | 5448645 | 1 | Release | Each | 1.0 | Foot step board top plate |  |  | CCX
516 | 7 | 6 |  | CTAComponent | 5462495 | 1 | Release | Each | 2.0 | Foot step board R angle plate |  |  | CCX
517 | 7 | 7 |  | CTAComponent | 5494207 | 1 | Release | Each | 6.0 | Foot step support block |  |  | CCX
518 | 7 | 5 |  | CTAComponent | 5439753 | 1 | Release | Each | 1.0 | Foot step board bottom plate |  |  | CCX
519 | 6 | 8 |  | CTAComponent | 1000-M4C010-04 | 5 | Release | Each | 4.0 | Hexagon Socket Head Cap Screw, ISO 4762, M4-0.7, X10mm Long, Grade 8.8 Steel, Zinc Plated, RoHS Fastener | 11060-M4C10KCSC9Z6/912 10487-1000-M4C010-04 20589-10948-03231 24140-M4/10/SOHTCS/TC1D/DIN912 A0996-BN 4 M4 X 10mm CR6+FREE | ANIXTER OHTA FASTENAL COMPANY TR FORMAC DIV OF TR FASTENINGS BOSSARD | STM
520 | 6 | 5 |  | CTAComponent | 1000-M5C016-04 | 5 | Release | Each | 6.0 | Hexagon Socket Head Cap Screw, M5-0.8, X16mm Long, Grade 8.8 Steel, Zinc Plated, RoHS Fastener | 11060-M5C16KCSC9Z6/912 24140-M5/16/SOHTCS/TC1D/DIN912 10487-1000-M5C016-04 20589-ZS2540016ZP0000 A0996-BN 4 M5 x 16mm CR6+FREE | ANIXTER TR FORMAC DIV OF TR FASTENINGS OHTA FASTENAL COMPANY BOSSARD | STM
521 | 6 | 3 |  | CTAComponent | 5457212 | 1 | Release | Each | 2.0 | Foot step board nylon pillow |  |  | CCX
522 | 6 | 2 |  | CTAAssembly | 5453109 | 1 | Release | Each | 1.0 | Foot step left support bracket |  |  | CCX
523 | 7 | 4 |  | CTAComponent | 5496469 | 1 | Release | Each | 3.0 | Screw M4X8_GB79 |  |  | CCX
524 | 7 | 2 |  | CTAComponent | 5441363 | 1 | Release | Each | 1.0 | Foot step left support pin |  |  | CCX
525 | 7 | 1 |  | CTAComponent | 5458718 | 1 | Release | Each | 1.0 | Left bracket frame |  |  | CCX
526 | 7 | 3 |  | CTAComponent | 5453111 | 1 | Release | Each | 1.0 | Foot step guide pin |  |  | CCX
527 | 6 | 4 |  | CTAAssembly | 5461026 | 1 | Release | Each | 1.0 | Foot step right support bracket |  |  | CCX
528 | 7 | 1 |  | CTAAssembly | 5443777 | 1 | Release | Each | 1.0 | Foot step locking assembly |  |  | CCX
529 | 8 | 2 |  | CTAComponent | 5457211 | 1 | Release | Each | 1.0 | Foot step locking assembly frame |  |  | CCX
530 | 8 | 3 |  | CTAComponent | 5439752 | 1 | Release | Each | 1.0 | Foot step locking assembly fixing shaft |  |  | CCX
531 | 8 | 1 |  | CTAComponent | 5462494 | 1 | Release | Each | 1.0 | Foot step locking handle |  |  | CCX
532 | 8 | 7 |  | CTAComponent | 3001-M6C-27 | 3 | Release | Each | 2.0 | Hexagon Thin Nut, ISO4035, M6-1.0, Grade 04 Steel, Zinc Plated, RoHS Fastener | 20589-10948-03713 24140-M6/-/HLST-/TC1D/DIN439B 11060-M6CNFJSTZ6/439B 24140-M6/-/HLST-/TC1/DIN439B A0996-BN124 M6 CR6+FREE | FASTENAL COMPANY TR FORMAC DIV OF TR FASTENINGS ANIXTER TR FORMAC DIV OF TR FASTENINGS BOSSARD | STM
533 | 8 | 6 |  | CTAComponent | 2000-M6-02 | 3 | Release | Each | 1.0 | Flat Washer, ISO7089, M6, Steel 140HV, Zinc Plated, RoHS Fastener | 20589-10948-03441 A0996-BN715 M6 CR6 Free 11060-M6NWSFSTZ6/125A 24140-M6/-/PWSTWA/TC1 | FASTENAL COMPANY BOSSARD ANIXTER TR FORMAC DIV OF TR FASTENINGS | STM
534 | 8 | 4 |  | CTAComponent | 5491729 | 1 | Release | Each | 2.0 | Disk spring 11.8x6.2 |  |  | CCX
535 | 8 | 5 |  | CTAComponent | 5496470 | 1 | Release | Each | 1.0 | screw M3x8_GB79 |  |  | CCX
536 | 7 | 3 |  | CTAComponent | 5453111 | 1 | Release | Each | 1.0 | Foot step guide pin |  |  | CCX
537 | 7 | 5 |  | CTAComponent | 5456434 | 1 | Release | Each | 1.0 | Foot step locking assembly cover |  |  | CCX
538 | 7 | 4 |  | CTAComponent | 5460253 | 1 | Release | Each | 1.0 | Foot step right support pin |  |  | CCX
539 | 7 | 2 |  | CTAComponent | 5436901 | 1 | Release | Each | 1.0 | Foot step right support bracket |  |  | CCX
540 | 7 | 7 |  | CTAComponent | 5496469 | 1 | Release | Each | 3.0 | Screw M4X8_GB79 |  |  | CCX
541 | 7 | 9 |  | CTAComponent | 2000-M4-02 | 6 | Release | Each | 4.0 | Flat Washer, ISO7089, M4, Steel 140HV, Zinc Plated, RoHS Fastener | A0996-BN715 M4 CR6 Free 10487-2000-M4-02 11060-M4NWSFSTZ6/125A 20589-10948-03439 24140-M4/-/PWSTWA/TC1/ISO7089 | BOSSARD OHTA ANIXTER FASTENAL COMPANY TR FORMAC DIV OF TR FASTENINGS | STM
542 | 7 | 10 |  | CTAComponent | C2106-M4-02 | 3 | Release | Each | 2.0 | Spring Lock Washer, M4, Zinc plated, Rohs Fastener | 24140-C2106-M4-02 | TR FORMAC DIV OF TR FASTENINGS | HLE
543 | 7 | 6 |  | CTAComponent | 1000-M4C016-04 | 4 | Release | Each | 2.0 | Hexagon Socket Head Cap Screw, M4-0.7, X16mm Long, Grade 8.8 Steel, Zinc Plated, RoHS Fastener | 20589-10948-03233 24140-M4/16/SOHTCS/TC1D/DIN912 10487-1000-M4C016-04 11060-M4C16KCSC9Z6/912 A0996-BN 4 M4 x 16mm CR6+FREE | FASTENAL COMPANY TR FORMAC DIV OF TR FASTENINGS OHTA ANIXTER BOSSARD | STM
544 | 7 | 8 |  | CTAComponent | 1010-M3C008-14 | 1 | Release | Each | 2.0 | Phillips Flat Head Screw, ISO 7046, M3-0.5, X8mm Long, Grade 4.8 Steel, Zinc Plated, RoHS Fastener | 20589-10948-03502 11060-M3C8MXFSTZ6/965A | FASTENAL COMPANY ANIXTER | STM
545 | 6 | 6 |  | CTAComponent | 2000-M5-02 | 3 | Release | Each | 6.0 | Flat Washer, ISO7089, M5, Steel 140HV, Zinc Plated, RoHS Fastener | 11060-M5NWSFSTZ6/125A A0996-BN715 M5 CR6 Free 24140-M5/-/PWSTWA/TC1 20589-10948-03440 | ANIXTER BOSSARD TR FORMAC DIV OF TR FASTENINGS FASTENAL COMPANY | STM
546 | 6 | 7 |  | CTAComponent | 2106-M5-14 | 1 | Release | Each | 6.0 | Spring Lock Washer with Flat Ends JIS B1251, M5, Spring Stainless Steel, Rohs Fastener | 24140-2106-M5-14 | TR FORMAC DIV OF TR FASTENINGS | STM
547 | 5 | 2 |  | CTAAssembly | 5445185 | 4 | Release | Each | 1.0 | Left shoulder pad assembly |  |  | CCX
548 | 6 | 1 |  | CTAComponent | 5440513 | 1 | Release | Each | 1.0 | Shoulder fix main frame |  |  | CCX
549 | 6 | 6 |  | CTAComponent | 5438186 | 1 | Release | Each | 1.0 | Knob support tray base |  |  | CCX
550 | 6 | 9 |  | CTAComponent | 5450657 | 1 | Release | Each | 1.0 | M4x10_GB973 |  |  | CCX
551 | 6 | 8 |  | CTAComponent | 5449400 | 1 | Release | Each | 1.0 | Shoulder pad adjusting knob |  |  | CCX
552 | 6 | 3 |  | CTAComponent | 5444569 | 1 | Release | Each | 1.0 | Shoulder fix knob assembly |  |  | CCX
553 | 6 | 7 |  | CTAComponent | 5442184 | 1 | Release | Each | 1.0 | Knob PU support tray |  |  | CCX
554 | 6 | 10 |  | CTAComponent | 5457979 | 1 | Release | Each | 1.0 | Shoulder pad adjusting thimble |  |  | HLE
555 | 6 | 4 |  | CTAComponent | 5473622 | 1 | Release | Each | 1.0 | Left shoulder pad fix plate |  |  | CCX
556 | 6 | 5 |  | CTAComponent | 5454762 | 1 | Release | Each | 1.0 | Left shoulder pad |  |  | CCX
557 | 6 | 2 |  | CTAComponent | 5452280 | 1 | Release | Each | 1.0 | Shoulder adjustinging frame |  |  | CCX
558 | 6 | 14 |  | CTAComponent | 1000-M4C014-04 | 1 | Release | Each | 2.0 | Hexagon Socket Head Cap Screw, M4-0.7, X14mm Long, Grade 8.8 Steel, Zinc Plated, RoHS Fastener | 11060-M4C14KCSC9Z6/912 A0996-BN 4 M10 x 14mm CR6+FREE 24140-M4/14/SOHTCS/TC1D/ISO4762 | ANIXTER BOSSARD TR FORMAC DIV OF TR FASTENINGS | STM
559 | 6 | 15 |  | CTAComponent | 1000-M5C016-04 | 5 | Release | Each | 1.0 | Hexagon Socket Head Cap Screw, M5-0.8, X16mm Long, Grade 8.8 Steel, Zinc Plated, RoHS Fastener | 11060-M5C16KCSC9Z6/912 24140-M5/16/SOHTCS/TC1D/DIN912 10487-1000-M5C016-04 20589-ZS2540016ZP0000 A0996-BN 4 M5 x 16mm CR6+FREE | ANIXTER TR FORMAC DIV OF TR FASTENINGS OHTA FASTENAL COMPANY BOSSARD | STM
560 | 6 | 12 |  | CTAComponent | 5491728 | 1 | Release | Each | 4.0 | POM wearable thimble |  |  | CCX
561 | 6 | 13 |  | CTAComponent | 1000-M4C010-04 | 5 | Release | Each | 2.0 | Hexagon Socket Head Cap Screw, ISO 4762, M4-0.7, X10mm Long, Grade 8.8 Steel, Zinc Plated, RoHS Fastener | 11060-M4C10KCSC9Z6/912 10487-1000-M4C010-04 20589-10948-03231 24140-M4/10/SOHTCS/TC1D/DIN912 A0996-BN 4 M4 X 10mm CR6+FREE | ANIXTER OHTA FASTENAL COMPANY TR FORMAC DIV OF TR FASTENINGS BOSSARD | STM
562 | 6 | 11 |  | CTAComponent | 5473623 | 1 | Release | Each | 1.0 | left shoulder rear cover |  |  | CCX
563 | 6 | 19 |  | CTAComponent | 2106-M5-14 | 1 | Release | Each | 1.0 | Spring Lock Washer with Flat Ends JIS B1251, M5, Spring Stainless Steel, Rohs Fastener | 24140-2106-M5-14 | TR FORMAC DIV OF TR FASTENINGS | STM
564 | 6 | 18 |  | CTAComponent | 2000-M5-02 | 3 | Release | Each | 1.0 | Flat Washer, ISO7089, M5, Steel 140HV, Zinc Plated, RoHS Fastener | 11060-M5NWSFSTZ6/125A A0996-BN715 M5 CR6 Free 24140-M5/-/PWSTWA/TC1 20589-10948-03440 | ANIXTER BOSSARD TR FORMAC DIV OF TR FASTENINGS FASTENAL COMPANY | STM
565 | 6 | 17 |  | CTAComponent | 1010-M4C008-14 | 1 | Release | Each | 6.0 | Phillips Flat Head Screw, ISO 7046, M4-0.7, X8mm Long, Grade 4.8 Steel, Zinc Plated, RoHS Fastener | 20589-10948-03507 11060-M4C8MXFSTZ6/965A | FASTENAL COMPANY ANIXTER | STM
566 | 6 | 16 |  | CTAComponent | 1043-M4C006-37 | 1 | Release | Each | 1.0 | Hexagon Socket Set Screws with Dog Point, ISO 4028, M4-0.7, X6mm Long, A2-21H Stainless Steel, Passivate, RoHS Fastener | A0996-BN619 M4 x 6mm CR6+FREE 11060-M4C6KKDSJ/915 24140-M4/6/HSA2DP/SF/GB79 | BOSSARD ANIXTER TR FORMAC DIV OF TR FASTENINGS | STM
567 | 4 | 4 |  | CTACircuitBoard | 5440559 | 4 | Release | Each | 1.0 | PT800+ Xray Board PWA |  |  | HLE
568 | 5 |  | J11,J332,J342 | CTAOOC | 46-221703P17 | 2 | Not Recommended | Each | 3.0 | 025 POS 50 CONT .100 SPACING STRAIGHT W/LONG LATCHES 4-WALL AMP PART IS RESTRICTED DUE TO THE FA CT THAT IT REQUIRES A .250 LONG SCRE W TO RETAIN IT. | 00266 3433-6303 00266 3433-6603 02973 IDH-50PK1-S4-TG30 | 3M (MINNESOTA MINING MFG) 3M (MINNESOTA MINING MFG) ROBINSON NUGENT INC | STA
569 | 5 |  | VR4 | CTAOOC | 46-312356P2 | 2 | Restricted | Each | 1.0 | VOLTAGE REFERENCE 5 VOLTS .05 PERCENT 5 PP SO8 | 01649-AD586LRZ | ANALOG DEVICES, INC. | STE
570 | 5 |  | R19,R27,R28,R33 | CTAOOC | 46-312792P5 | 5 | Standard | Each | 4.0 | RESISTOR 49.9 OHMS 1 % .125 WATTS 100 PPM/DEGREE C 100V 0805 PACKAGE L .079 W .050 T .018 | 00006-WCR0805LF49R9F 11623-NRC10F49R9TRF 05498-MC080549R9FTW 18981-CRCW080549R9FKE 06725-RK73H2ATTD49R9F | IRC NIC COMPONENTS CORPORATION RCD COMPONENTS INC. VISHAY KOA | STE
571 | 5 |  | R29-R32,R68-R71,R76-R79,R82-R85,R90-R93 | CTAOOC | 46-312792P7 | 4 | Standard | Each | 20.0 | RESISTOR 10k OHMS 1 PERCENT .125 WATTS SURFACE MOUNTING 0805 PACKAGE 100 PPM/DEGREE C 100V L .079 W .050 T .018 | 11623-NRC10F1002TRF 05498-MC08051002FTW 18981-CRCW080510K0FKE 00006-WCR0805LF1002F 06725-RK73H2ATTD1002F | NIC COMPONENTS CORPORATION RCD COMPONENTS INC. VISHAY IRC KOA | STE
572 | 5 |  | R44,R47,R53,R59 | CTAOOC | 46-312792P1 | 6 | Standard | Each | 4.0 | RESISTOR 0 OHM 1PERCENT 125MW 0805 JUMPER SURFACE MOUNTING 0 OHM L .079 W .050 T .018 | 18981-CRCW08050000Z0E 06725-RK73Z2AT 05498-ZC0805TW | VISHAY KOA RCD COMPONENTS INC. | STE
573 | 5 |  | TP0-TP3 | CTAOOC | 46-301752P5 | 3 | Standard | Each | 4.0 | CONNECTOR 1 CONTACTS SURFACE MOUNT PRINTED CIRCUIT TEST POINTS | 04947 5016 ZZC70-TP-107-02-1-T | KEYSTONE ELECTRONICS CORP COMPONENTS CORPORATION | STE
574 | 5 |  | J1 | CTAOOC | 46-296085P3 | 1 | Restricted | Each | 1.0 | CONNECTOR 4 CONTACTS FOR GOLD PLATED CONTACTS SEE 46-2218 60P3. | 18996-641968-1 | TE CONNECTIVITY | STE
575 | 5 |  | D1-D12 | CTAOOC | 46-315841P2 | 1 | Standard | Each | 12.0 | SEMICONDUCTOR:DIODE 75 VOLTS 200m AM HIGH CONDUCTANCE LOW LEAKAGE SOT-23 | 18846-BAS116LT1G | ON SEMICONDUCTOR | STE
576 | 5 |  | R11,R12,R37,R38 | CTAOOC | 46-312792P117 | 5 | Standard | Each | 4.0 | RESISTOR 3.16k OHMS 1 % .125 WATTS | 11962-RC0805FR-073K16L 00006-WCR0805LF3161F 05498-MC08053161FTW 18981-CRCW08053K16FKE 06725-RK73H2ATTD3161F 02254-MCR10EZPF3161 | YAGEO IRC RCD COMPONENTS INC. VISHAY KOA ROHM | STE
577 | 5 |  | R13-R16 | CTAOOC | 46-312792P24 | 3 | Standard | Each | 4.0 | RESISTOR 20k OHMS 1 PERCENT .125 WATTS | 06725-RK73H2ATTD2002F 05498-MC08052002FTW 18981-CRCW080520K0FKE 00006-WCR0805LF2002F | KOA RCD COMPONENTS INC. VISHAY IRC | STE
578 | 5 |  | R17,R18,R20,R21 | CTAOOC | 46-312792P62 | 4 | Standard | Each | 4.0 | RESISTOR 2M OHMS 1 % .125 WATTS 100 VOLT 100 PPM TC 0805 PACKAGE | 00006-WCR0805LF2004F 18981-CRCW08052M00FKE 11623-NRC10F2004TRF 05498-MC08052004FT101W 02254-MCR10EZPF2004 | IRC VISHAY NIC COMPONENTS CORPORATION RCD COMPONENTS INC. ROHM | STE
579 | 5 |  | R3-R10 | CTAOOC | 46-312792P81 | 6 | Standard | Each | 8.0 | RESISTOR 100 OHMS 1 PERCENT .125 WATTS 100 VOLT 100 PPM TC 0805 PACKAGE | 18981-CRCW0805100RFKE 11962-RC0805FR-07100RL 00006-WCR0805LF1000F 05498-MC08051000FTW 06725-RK73H2ATTD1000F 02254-MCR10EZPF1000 | VISHAY YAGEO IRC RCD COMPONENTS INC. KOA ROHM | STE
580 | 5 |  | R51 | CTAOOC | 46-312792P113 | 4 | Standard | Each | 1.0 | RESISTOR 2.37k OHMS 1 PERCENT .1 WATTS 100 VOLT 100 PPM TC 0805 PACKAGE | 02254-MCR10EZPF2371 07092-ERJ-6ENF2371V 00006-WCR0805LF2371F 11962-RC0805FR-072K37L 05498-MC0805-2371-FTW 18981-CRCW08052K37FKE 06725-RK73H2ATTP2371F 10302-RMCF 1/10 2.37K 1% 10302-RMCF0805FT2K37 | ROHM PANASONIC IRC YAGEO RCD COMPONENTS INC. VISHAY KOA SEI SEI | STE
581 | 5 |  | R22-R25 | CTAOOC | 46-312792P41 | 3 | Standard | Each | 4.0 | RESISTOR 1M OHMS 1 % .125 WATTS | 18981-CRCW08051M00FKE 06725-RK73H2ATTD1004F 00006-WCR0805LF1004F 05498-MC08051004FTW | VISHAY KOA IRC RCD COMPONENTS INC. | STE
582 | 5 |  | R1,R2,R35,R36,R39-R42,R45,R46,R49,R50,R60-R64,R80,R88 | CTAOOC | 46-312792P13 | 4 | Standard | Each | 19.0 | RESISTOR 1k OHMS 1 PERCENT .125 WATTS 0805 CASE SIZE | 11623-NRC10F1001TRF 05498-MC08051001FTW 18981-CRCW08051K00FKE 06725-RK73H2ATTD1001F 00006-WCR0805LF1001F | NIC COMPONENTS CORPORATION RCD COMPONENTS INC. VISHAY KOA IRC | STE
583 | 5 |  | R48,R55,R67,R72-R74,R86,R87 | CTAOOC | 46-312792P11 | 4 | Standard | Each | 8.0 | RESISTOR 2k OHMS 1 % .125 WATTS 100V 100PPM/C | 18981-CRCW08052K00FKE 11623-NRC10F2001TRF 00006-WCR0805LF2001F 06725-RK73H2ATTD2001F 05498-MC08052001FTW | VISHAY NIC COMPONENTS CORPORATION IRC KOA RCD COMPONENTS INC. | STE
584 | 5 |  | U1,U8 | CTAOOC | 2154024 | 2 | Standard | Each | 2.0 | INT RECEIV 26C32 SO16 .15 SMD | 00495-AM26C32IDE4 00036-DS26C32ATM NOPB 00495-DS26C32ATM NOPB | TEXAS INSTRUMENTS NATIONAL SEMICONDUCTOR TEXAS INSTRUMENTS | STE
585 | 5 |  | AR1-AR5 | CTAOOC | 2110206-2 | 1 | Standard | Each | 5.0 | AMPLIFIER OP AMP LM324 QUAD AMPLIFIER_NEW QUAD LOW POWER DIFFERENTIAL INPUT OPERATIONAL AMPLIFIER LM324A 14-PIN DIP | 18846-LM324ADG | ON SEMICONDUCTOR | STE
586 | 5 |  | U3 | CTAOOC | 2138960-2 | 1 | Restricted | Each | 1.0 | ANALOG SWITCH AND MUX ANALOG MUX 4-CHANNEL DIFFERENTIAL BREAK-BEFORE- MAKE ANALOG MUX SOP16 THIS PART HAS A SETTLING ACCURACY OF LESS THEN 10PPM AT 18 USEC USE 2138960 FOR STANDARD PART | 18981-DG409DY-E3 | VISHAY | STE
587 | 5 |  | U4-U7,U9-U12 | CTAOOC | 2154023 | 2 | Standard | Each | 8.0 | INT DRIVER LIGN 26C31 SO16 .15 SMD | 00036-DS26C31TM NOPB 00495-AM26C31IDE4 00495-DS26C31TM NOPB | NATIONAL SEMICONDUCTOR TEXAS INSTRUMENTS TEXAS INSTRUMENTS | STE
588 | 5 |  | U15 | CTAOOC | 2105421 | 1 | Restricted | Each | 1.0 | AMPLIFIER 2 EACH 2 PPM-DEG C 5.2 VOL SINGLE SUPPLY, RAIL TO RAIL LOW POWERFET-INPUT OP AMP | 01649-AD822BRZ | ANALOG DEVICES, INC. | STE
589 | 5 |  | U2,U13 | CTAOOC | 2103629 | 2 | Standard | Each | 2.0 | ANALOG SWITCH AND MUX ANALOG MUX | 18981-DG408DY-E3 | VISHAY | STE
590 | 5 |  | DS1,DS2 | CTAOOC | 2279219-2 | 1 | Standard | Each | 2.0 | LED GREEN LTST-C190G 0603 SMD | 18802 AP1608SGC 00941 HSMG-C190 11520 LTST-C190GKT 09050 PG1111C | KINGBRIGHT AVAGO TECHNOLOGIES LITE-ON STANLEY ELECTRIC CO LTD | STE
591 | 5 |  | C1,C26,C27 | CTAOOC | 2378169 | 3 | Standard | Each | 3.0 | U6214CS CAPACITOR FIXED 100U FARADS | 07092-EEEHA1V101XP 06533-UWZ1V101MCL1GS 10220-EMVE350ADA101MF80G | PANASONIC NICHICON CORPORATION CHEMI-CON | STE
592 | 5 |  | C2-C13,C18-C25 | CTAOOC | 2187107-6 | 3 | Not Recommended | Each | 20.0 | CAPACITOR FIXED .1u FARADS 50 VOLTS | 08390 C0805C104K5RAC 07945-CL21B104KBCNNNC | KEMET SAMSUNG | STE
593 | 5 |  | C30,C32-C37,C40-C47 | CTAOOC | 2235239-6 | 2 | Standard | Each | 15.0 | CAPACITOR X7R 100NF 10% 16V 0603 | 08390 C0603C104K4RAC 18981-VJ0603Y104KXJ 11962-CC0603KRX7R7BB104 19214-0603YC104KAT | KEMET VISHAY YAGEO AVX/KYOCERA | STE
594 | 5 |  | C28,C29,C38,C39 | CTAOOC | 2235239-22 | 2 | Standard | Each | 4.0 | CAPACITOR 1U, 10 PERCENT, 16V, CERAMIC, X7R, 0603 | 03041-C1608X7R1C105K 19214-0603YC105KAT2A 08390-C0603C105K4RAC 02862-GRM188R71C105KA12 03041-C1608X7R1C105K080AC | TDK AVX/KYOCERA KEMET MURATA TDK | STE
595 | 5 |  | J82 | CTAOOC | 2256875-9 | 1 | Not Recommended | Each | 1.0 | CONNEC 4.2-5566 2X6C STR PLU-TIN+PEG. WARNING: Unknown Whisker Risk | 01525 39-29-9122 18996-1-794307-1 | MOLEX TE CONNECTIVITY | STE
596 | 5 |  | C31 | CTAOOC | 2183937-10 | 3 | Standard | Each | 1.0 | CAPA TANT 10UF 10% 25V 6032 | 08390-T491C106K025AT 08390-B45196H5106K30 18981-293D106X9025C2TE3 19214-TAJC106K025RNJ | KEMET KEMET VISHAY AVX/KYOCERA | STE
597 | 5 |  | C14-C17 | CTAOOC | 2187107-3 | 1 | Standard | Each | 4.0 | CAPACITOR FIXED .01u FARADS 50 VOLTS | 08390 C0805C103K5RAC 19214-08055C103KAT | KEMET AVX/KYOCERA | STE
598 | 5 |  | R56-R58,VR9-VR11 | CTAOOC | 2182276-6 | 1 | Not Recommended | Each | 6.0 | RESISTOR 5k OHMS 10 PERCENT 400m WATTS. WARNING: Unknown Whisker Risk | 00078-3362P-1-502LF 01667-25PR5KLF 18981-T73YE502K | BOURNS BI TECHNOLOGIES VISHAY | STE
599 | 5 |  | PWB | CTACircuitBoard | 5453164 | 1 | Release | Each | 1.0 | PT800+ XRAY board PWB |  |  | HLE
600 | 6 |  | J1 | CTAOOC | 46-296085P3 | 1 | Restricted | Each | 1.0 | CONNECTOR 4 CONTACTS FOR GOLD PLATED CONTACTS SEE 46-2218 60P3. | 18996-641968-1 | TE CONNECTIVITY | STE
601 | 6 |  | VR4 | CTAOOC | 46-312356P2 | 2 | Restricted | Each | 1.0 | VOLTAGE REFERENCE 5 VOLTS .05 PERCENT 5 PP SO8 | 01649-AD586LRZ | ANALOG DEVICES, INC. | STE
602 | 6 |  | TP0-TP3 | CTAOOC | 46-301752P5 | 3 | Standard | Each | 4.0 | CONNECTOR 1 CONTACTS SURFACE MOUNT PRINTED CIRCUIT TEST POINTS | 04947 5016 ZZC70-TP-107-02-1-T | KEYSTONE ELECTRONICS CORP COMPONENTS CORPORATION | STE
603 | 6 |  | J11,J332,J342 | CTAOOC | 46-221703P17 | 2 | Not Recommended | Each | 3.0 | 025 POS 50 CONT .100 SPACING STRAIGHT W/LONG LATCHES 4-WALL AMP PART IS RESTRICTED DUE TO THE FA CT THAT IT REQUIRES A .250 LONG SCRE W TO RETAIN IT. | 00266 3433-6303 00266 3433-6603 02973 IDH-50PK1-S4-TG30 | 3M (MINNESOTA MINING MFG) 3M (MINNESOTA MINING MFG) ROBINSON NUGENT INC | STA
604 | 6 |  | R47,R52,R59 | CTAOOC | 46-312792P1 | 6 | Standard | Each | 3.0 | RESISTOR 0 OHM 1PERCENT 125MW 0805 JUMPER SURFACE MOUNTING 0 OHM L .079 W .050 T .018 | 18981-CRCW08050000Z0E 06725-RK73Z2AT 05498-ZC0805TW | VISHAY KOA RCD COMPONENTS INC. | STE
605 | 6 |  | R1,R2,R35,R36,R41,R42,R45,R46,R49,R50,R60-R64 | CTAOOC | 46-312792P13 | 4 | Standard | Each | 15.0 | RESISTOR 1k OHMS 1 PERCENT .125 WATTS 0805 CASE SIZE | 11623-NRC10F1001TRF 05498-MC08051001FTW 18981-CRCW08051K00FKE 06725-RK73H2ATTD1001F 00006-WCR0805LF1001F | NIC COMPONENTS CORPORATION RCD COMPONENTS INC. VISHAY KOA IRC | STE
606 | 6 |  | R13-R16 | CTAOOC | 46-312792P24 | 3 | Standard | Each | 4.0 | RESISTOR 20k OHMS 1 PERCENT .125 WATTS | 06725-RK73H2ATTD2002F 05498-MC08052002FTW 18981-CRCW080520K0FKE 00006-WCR0805LF2002F | KOA RCD COMPONENTS INC. VISHAY IRC | STE
607 | 6 |  | R29-R32 | CTAOOC | 46-312792P7 | 4 | Standard | Each | 4.0 | RESISTOR 10k OHMS 1 PERCENT .125 WATTS SURFACE MOUNTING 0805 PACKAGE 100 PPM/DEGREE C 100V L .079 W .050 T .018 | 11623-NRC10F1002TRF 05498-MC08051002FTW 18981-CRCW080510K0FKE 00006-WCR0805LF1002F 06725-RK73H2ATTD1002F | NIC COMPONENTS CORPORATION RCD COMPONENTS INC. VISHAY IRC KOA | STE
608 | 6 |  | R19,R27,R28,R33 | CTAOOC | 46-312792P5 | 5 | Standard | Each | 4.0 | RESISTOR 49.9 OHMS 1 % .125 WATTS 100 PPM/DEGREE C 100V 0805 PACKAGE L .079 W .050 T .018 | 00006-WCR0805LF49R9F 11623-NRC10F49R9TRF 05498-MC080549R9FTW 18981-CRCW080549R9FKE 06725-RK73H2ATTD49R9F | IRC NIC COMPONENTS CORPORATION RCD COMPONENTS INC. VISHAY KOA | STE
609 | 6 |  | R17,R18,R20,R21 | CTAOOC | 46-312792P62 | 4 | Standard | Each | 4.0 | RESISTOR 2M OHMS 1 % .125 WATTS 100 VOLT 100 PPM TC 0805 PACKAGE | 00006-WCR0805LF2004F 18981-CRCW08052M00FKE 11623-NRC10F2004TRF 05498-MC08052004FT101W 02254-MCR10EZPF2004 | IRC VISHAY NIC COMPONENTS CORPORATION RCD COMPONENTS INC. ROHM | STE
610 | 6 |  | R3-R10 | CTAOOC | 46-312792P81 | 6 | Standard | Each | 8.0 | RESISTOR 100 OHMS 1 PERCENT .125 WATTS 100 VOLT 100 PPM TC 0805 PACKAGE | 18981-CRCW0805100RFKE 11962-RC0805FR-07100RL 00006-WCR0805LF1000F 05498-MC08051000FTW 06725-RK73H2ATTD1000F 02254-MCR10EZPF1000 | VISHAY YAGEO IRC RCD COMPONENTS INC. KOA ROHM | STE
611 | 6 |  | R22-R25 | CTAOOC | 46-312792P41 | 3 | Standard | Each | 4.0 | RESISTOR 1M OHMS 1 % .125 WATTS | 18981-CRCW08051M00FKE 06725-RK73H2ATTD1004F 00006-WCR0805LF1004F 05498-MC08051004FTW | VISHAY KOA IRC RCD COMPONENTS INC. | STE
612 | 6 |  | R11,R12,R37-R40,R43,R44,R53,R54,R65,R66 | CTAOOC | 46-312792P117 | 5 | Standard | Each | 12.0 | RESISTOR 3.16k OHMS 1 % .125 WATTS | 11962-RC0805FR-073K16L 00006-WCR0805LF3161F 05498-MC08053161FTW 18981-CRCW08053K16FKE 06725-RK73H2ATTD3161F 02254-MCR10EZPF3161 | YAGEO IRC RCD COMPONENTS INC. VISHAY KOA ROHM | STE
613 | 6 |  | U2,U13 | CTAOOC | 2103629 | 2 | Standard | Each | 2.0 | ANALOG SWITCH AND MUX ANALOG MUX | 18981-DG408DY-E3 | VISHAY | STE
614 | 6 |  | D1-D12 | CTAOOC | 46-315841P2 | 1 | Standard | Each | 12.0 | SEMICONDUCTOR:DIODE 75 VOLTS 200m AM HIGH CONDUCTANCE LOW LEAKAGE SOT-23 | 18846-BAS116LT1G | ON SEMICONDUCTOR | STE
615 | 6 |  | R51 | CTAOOC | 46-312792P113 | 4 | Standard | Each | 1.0 | RESISTOR 2.37k OHMS 1 PERCENT .1 WATTS 100 VOLT 100 PPM TC 0805 PACKAGE | 02254-MCR10EZPF2371 07092-ERJ-6ENF2371V 00006-WCR0805LF2371F 11962-RC0805FR-072K37L 05498-MC0805-2371-FTW 18981-CRCW08052K37FKE 06725-RK73H2ATTP2371F 10302-RMCF 1/10 2.37K 1% 10302-RMCF0805FT2K37 | ROHM PANASONIC IRC YAGEO RCD COMPONENTS INC. VISHAY KOA SEI SEI | STE
616 | 6 |  | U3 | CTAOOC | 2138960-2 | 1 | Restricted | Each | 1.0 | ANALOG SWITCH AND MUX ANALOG MUX 4-CHANNEL DIFFERENTIAL BREAK-BEFORE- MAKE ANALOG MUX SOP16 THIS PART HAS A SETTLING ACCURACY OF LESS THEN 10PPM AT 18 USEC USE 2138960 FOR STANDARD PART | 18981-DG409DY-E3 | VISHAY | STE
617 | 6 |  | U4-U7,U9-U12 | CTAOOC | 2154023 | 2 | Standard | Each | 8.0 | INT DRIVER LIGN 26C31 SO16 .15 SMD | 00036-DS26C31TM NOPB 00495-AM26C31IDE4 00495-DS26C31TM NOPB | NATIONAL SEMICONDUCTOR TEXAS INSTRUMENTS TEXAS INSTRUMENTS | STE
618 | 6 |  | AR1 | CTAOOC | 2110206-2 | 1 | Standard | Each | 1.0 | AMPLIFIER OP AMP LM324 QUAD AMPLIFIER_NEW QUAD LOW POWER DIFFERENTIAL INPUT OPERATIONAL AMPLIFIER LM324A 14-PIN DIP | 18846-LM324ADG | ON SEMICONDUCTOR | STE
619 | 6 |  | U15 | CTAOOC | 2105421 | 1 | Restricted | Each | 1.0 | AMPLIFIER 2 EACH 2 PPM-DEG C 5.2 VOL SINGLE SUPPLY, RAIL TO RAIL LOW POWERFET-INPUT OP AMP | 01649-AD822BRZ | ANALOG DEVICES, INC. | STE
620 | 6 |  | R56-R58,VR9-VR11 | CTAOOC | 2182276-6 | 1 | Not Recommended | Each | 6.0 | RESISTOR 5k OHMS 10 PERCENT 400m WATTS. WARNING: Unknown Whisker Risk | 00078-3362P-1-502LF 01667-25PR5KLF 18981-T73YE502K | BOURNS BI TECHNOLOGIES VISHAY | STE
621 | 6 |  | VR1-VR3,VR5-VR7 | CTAOOC | 2182276-4 | 1 | Not Recommended | Each | 6.0 | RESISTOR 1k OHMS 10 PERCENT 400m WATTS. WARNING: Unknown Whisker Risk | 01667-25PR1KLF 18981-T73YE102K 00078-3362P-1-102LF | BI TECHNOLOGIES VISHAY BOURNS | STE
622 | 6 |  | U1,U8 | CTAOOC | 2154024 | 2 | Standard | Each | 2.0 | INT RECEIV 26C32 SO16 .15 SMD | 00495-AM26C32IDE4 00036-DS26C32ATM NOPB 00495-DS26C32ATM NOPB | TEXAS INSTRUMENTS NATIONAL SEMICONDUCTOR TEXAS INSTRUMENTS | STE
623 | 6 |  | C14-C17 | CTAOOC | 2187107-3 | 1 | Standard | Each | 4.0 | CAPACITOR FIXED .01u FARADS 50 VOLTS | 08390 C0805C103K5RAC 19214-08055C103KAT | KEMET AVX/KYOCERA | STE
624 | 6 |  | C2-C13,C18-C25 | CTAOOC | 2187107-6 | 3 | Not Recommended | Each | 20.0 | CAPACITOR FIXED .1u FARADS 50 VOLTS | 08390 C0805C104K5RAC 07945-CL21B104KBCNNNC | KEMET SAMSUNG | STE
625 | 6 |  | C31 | CTAOOC | 2183937-10 | 3 | Standard | Each | 1.0 | CAPA TANT 10UF 10% 25V 6032 | 08390-T491C106K025AT 08390-B45196H5106K30 18981-293D106X9025C2TE3 19214-TAJC106K025RNJ | KEMET KEMET VISHAY AVX/KYOCERA | STE
626 | 6 |  | C28,C29 | CTAOOC | 2235239-22 | 2 | Standard | Each | 2.0 | CAPACITOR 1U, 10 PERCENT, 16V, CERAMIC, X7R, 0603 | 03041-C1608X7R1C105K 19214-0603YC105KAT2A 08390-C0603C105K4RAC 02862-GRM188R71C105KA12 03041-C1608X7R1C105K080AC | TDK AVX/KYOCERA KEMET MURATA TDK | STE
627 | 6 |  | J82 | CTAOOC | 2256875-9 | 1 | Not Recommended | Each | 1.0 | CONNEC 4.2-5566 2X6C STR PLU-TIN+PEG. WARNING: Unknown Whisker Risk | 01525 39-29-9122 18996-1-794307-1 | MOLEX TE CONNECTIVITY | STE
628 | 6 |  | C30 | CTAOOC | 2235239-6 | 2 | Standard | Each | 1.0 | CAPACITOR X7R 100NF 10% 16V 0603 | 08390 C0603C104K4RAC 18981-VJ0603Y104KXJ 11962-CC0603KRX7R7BB104 19214-0603YC104KAT | KEMET VISHAY YAGEO AVX/KYOCERA | STE
629 | 6 |  | C1,C26,C27 | CTAOOC | 2378169 | 3 | Standard | Each | 3.0 | U6214CS CAPACITOR FIXED 100U FARADS | 07092-EEEHA1V101XP 06533-UWZ1V101MCL1GS 10220-EMVE350ADA101MF80G | PANASONIC NICHICON CORPORATION CHEMI-CON | STE
630 | 6 |  | R26,R34 | CTAOOC | 2338941-17 | 3 | Restricted | Each | 2.0 | RESISTOR 15.8k OHMS .1 Percent 100m WATTS 0805 SMT CHIP 15 PPM DEG C | 05498-BLU0805-1582-BT10W 00006-PCF-W0805LF-12-1582-B 18981-TNPW080515K8BXE 06725-RN732ATTD1582B10 | RCD COMPONENTS INC. IRC VISHAY KOA | STE
631 | 6 |  | DS1,DS2 | CTAOOC | 2279219-2 | 1 | Standard | Each | 2.0 | LED GREEN LTST-C190G 0603 SMD | 18802 AP1608SGC 00941 HSMG-C190 11520 LTST-C190GKT 09050 PG1111C | KINGBRIGHT AVAGO TECHNOLOGIES LITE-ON STANLEY ELECTRIC CO LTD | STE
632 | 6 |  | Q2,Q4 | CTAOOC | 5118750 | 3 | Standard | Each | 2.0 | TRANSISTOR PNP MJD32C DPAK 100V 3A 15W | 00124-MJD32CT4 07643-MJD32CTF | ST MICROELECTRONICS FAIRCHILD | STE
633 | 6 |  | Q1,Q3 | CTAOOC | 5118749 | 3 | Standard | Each | 2.0 | TRANSISTOR NPN MJD31C DPAK 100V 3A 15W | 00124-MJD31C 07643-MJD31CTF | ST MICROELECTRONICS FAIRCHILD | STE
634 | 6 |  | CR1-CR10 | CTAOOC | 2408243-2 | 1 | Restricted | Each | 10.0 | DIODE, TVS, BIDIRECTIONAL, 350W PEAK, 13.3V VZ, 11A PEAK, GBLC12C, SOD323 PACKAGE | 10289-GBLC12C-LF | PROTEK DEVICES | STE
635 | 6 |  | U14 | CTAOOC | 5138662 | 2 | Standard | Each | 1.0 | CONVERTER DAC, 12 BIT, 50KHZ, 2 PER PKG, 10-LEAD MINI SMALL OUTLINE MSOP RM-10 PACKAGE | 01649-AD5322BRMZ | ANALOG DEVICES | STE
636 | 5 |  | Q2,Q4 | CTAOOC | 5118750 | 3 | Standard | Each | 2.0 | TRANSISTOR PNP MJD32C DPAK 100V 3A 15W | 00124-MJD32CT4 07643-MJD32CTF | ST MICROELECTRONICS FAIRCHILD | STE
637 | 5 |  | U14 | CTAOOC | 5138662 | 2 | Standard | Each | 1.0 | CONVERTER DAC, 12 BIT, 50KHZ, 2 PER PKG, 10-LEAD MINI SMALL OUTLINE MSOP RM-10 PACKAGE | 01649-AD5322BRMZ | ANALOG DEVICES | STE
638 | 5 |  | Q1,Q3 | CTAOOC | 5118749 | 3 | Standard | Each | 2.0 | TRANSISTOR NPN MJD31C DPAK 100V 3A 15W | 00124-MJD31C 07643-MJD31CTF | ST MICROELECTRONICS FAIRCHILD | STE
639 | 5 |  | CR1-CR10 | CTAOOC | 2408243-2 | 1 | Restricted | Each | 10.0 | DIODE, TVS, BIDIRECTIONAL, 350W PEAK, 13.3V VZ, 11A PEAK, GBLC12C, SOD323 PACKAGE | 10289-GBLC12C-LF | PROTEK DEVICES | STE
640 | 4 | 1 |  | CTAAssembly | 5444849 | 12 | Release | Each | 1.0 | Positioning Table Assembly |  |  | CCX
641 | 5 | 27 |  | CTAComponent | C1213-M4C008-14 | 1 | Release | Each | 13.0 | GB_T 9074.8，M4x8mm，Grade 4.8 Steel，Zinc finish，RoHS Fastener | 25114-M4/8/PPSTPS/TC1/GB9074.8 | TR FORMAC SHANGHAI PTE LTD | HLE
642 | 5 | 21 |  | CTAComponent | 1000-M12C040-04 | 2 | Release | Each | 8.0 | Hexagon Socket Head Cap Screw, M12-1.75, X40mm Long, Grade 8.8 Steel, Zinc Plated, RoHS Fastener | 11060-M12C40KCSC9Z6/912 20589-10948-03249 10487-1000-M12C040-04 | ANIXTER FASTENAL COMPANY OHTA | STM
643 | 5 | 33 |  | CTAComponent | 2203-M8-07 | 3 | Release | Each | 8.0 | Curved Lock Washer, DIN 128A, M8, Spring Steel, Zinc Plated, RoHS Fastener | 20589-10948-04153 11060-M8NLOCSTMZT/128A | FASTENAL COMPANY ANIXTER | STM
644 | 5 | 24 |  | CTAComponent | 1000-M8C030-04 | 3 | Release | Each | 4.0 | Hexagon Socket Head Cap Screw, M8-1.25, X30mm Long, Grade 8.8 Steel, Zinc Plated, RoHS Fastener | 11060-M8C30KCSC9Z6/912 20589-ZS2580030ZP0000 24140-M8/30/SOHTCS/TC1D/DIN912 10487-1000-M8C030-04 | ANIXTER FASTENAL COMPANY TR FORMAC DIV OF TR FASTENINGS OHTA | STM
645 | 5 | 5 |  | CTAComponent | 5449191 | 1 | Release | Each | 1.0 | Belt Polymax |  |  | HLE
646 | 5 | 7 |  | CTAAssembly | 5446768 | 2 | Release | Each | 1.0 | Back Base Cover |  |  | HLE
647 | 6 | 4 |  | CTAComponent | 5440486 | 1 | Release | Each | 1.0 | Cover For Protecting Mouse |  |  | HLE
648 | 6 | 1 |  | CTAComponent | 5456417 | 2 | Release | Each | 1.0 | Back Base Cover I |  |  | HLE
649 | 6 | 3 |  | CTAComponent | 5449842 | 1 | Release | Each | 1.0 | Joint Board |  |  | HLE
650 | 6 | 2 |  | CTAComponent | 5444522 | 1 | Release | Each | 1.0 | Back Base Cover II |  |  | HLE
651 | 6 | 5 |  | CTAComponent | C1213-M3C006-14 | 1 | Release | Each | 2.0 | GB_T 9074.8，M3x6mm，Grade 4.8 Steel，Zinc finish，RoHS Fastener | 25114-M3/6/PPSTPS/TC1/GB9074.8 | TR FORMAC SHANGHAI PTE LTD | HLE
652 | 5 | 9 |  | CTAComponent | 5439529 | 3 | Release | Each | 1.0 | Middle Base Cover |  |  | HLE
653 | 5 | 8 |  | CTAAssembly | 5459260 | 1 | Release | Each | 1.0 | Front Base Cover |  |  | HLE
654 | 6 | 2 |  | CTAComponent | 5441341 | 1 | Release | Each | 1.0 | Front Base Cover II |  |  | HLE
655 | 6 | 1 |  | CTAComponent | 5447803 | 2 | Release | Each | 1.0 | Front Base Cover I |  |  | HLE
656 | 5 | 6 |  | CTAAssembly | 5460821 | 4 | Release | Each | 1.0 | Electric Control Unit |  |  | CCX
657 | 6 | 13 |  | CTAComponent | 5436979 | 1 | Release | Each | 1.0 | PS800R table power relay |  |  | HLE
658 | 6 | 6 |  | CTAComponent | 5440286 | 2 | Release | Each | 1.0 | terminal board |  |  | CCX
659 | 6 | 5 |  | CTAAssembly | 5447579 | 1 | Release | Each | 1.0 | Transducer Cover For 1100W |  |  | CCX
660 | 7 | 1 |  | CTAComponent | 5462461 | 1 | Release | Each | 1.0 | Shield box for 1100W |  |  | CCX
661 | 7 | 3 |  | CTAComponent | C1213-M3C006-14 | 1 | Release | Each | 6.0 | GB_T 9074.8，M3x6mm，Grade 4.8 Steel，Zinc finish，RoHS Fastener | 25114-M3/6/PPSTPS/TC1/GB9074.8 | TR FORMAC SHANGHAI PTE LTD | HLE
662 | 7 | 2 |  | CTAComponent | 5459448 | 1 | Release | Each | 1.0 | Cover piece for 1100W |  |  | CCX
663 | 6 | 7 |  | CTAComponent | 5454576 | 2 | Release | Each | 1.0 | Transformer |  |  | CCX
664 | 6 | 3 |  | CTAAssembly | 5453702 | 1 | Release | Each | 1.0 | Transducer Cover For 750W |  |  | CCX
665 | 7 | 2 |  | CTAComponent | 5460992 | 1 | Release | Each | 1.0 | Cover piece for 750W |  |  | CCX
666 | 7 | 3 |  | CTAComponent | C1213-M3C006-14 | 1 | Release | Each | 4.0 | GB_T 9074.8，M3x6mm，Grade 4.8 Steel，Zinc finish，RoHS Fastener | 25114-M3/6/PPSTPS/TC1/GB9074.8 | TR FORMAC SHANGHAI PTE LTD | HLE
667 | 7 | 1 |  | CTAComponent | 5438148 | 1 | Release | Each | 1.0 | Shield Box For 750W |  |  | CCX
668 | 6 | 9 |  | CTAComponent | 5168929 | 1 | Release | Each | 3.0 | copper socket |  |  | HLE
669 | 6 | 15 |  | CTAComponent | 5462293 | 2 | Release | Each | 1.0 | Switch Power |  |  | CCX
670 | 6 | 12 |  | CTAComponent | 5457946 | 1 | Release | Each | 9.0 | RICHCO FTH-7A1-RT FLAT TIE HOLDER 25.4x25.4x7.1mm, ACCOMODATES 5x2mm |  |  | HLE
671 | 6 | 8 |  | CTAComponent | 5462129 | 2 | Release | Each | 1.0 | Switch power |  |  | CCX
672 | 6 | 11 |  | CTAComponent | 5462290 | 1 | Release | Each | 1.0 | Copper Ground Bar |  |  | CCX
673 | 6 | 10 |  | CTAComponent | 5457748 | 1 | Release | Each | 1.0 | Bracket for Copper Termination |  |  | CCX
674 | 6 | 16 |  | CTAComponent | 1007-M4C012-14 | 1 | Release | Each | 5.0 | Phillips Pan Head Screw, ISO 7045, M4-0.7, X12mm Long, Grade 4.8 Steel, Zinc Plated, RoHS Fastener | 20589-10948-03571 11060-M4C12MXPSTZ6/7985 | FASTENAL COMPANY ANIXTER | STM
675 | 6 | 17 |  | CTAComponent | 1007-M6C012-14 | 1 | Release | Each | 1.0 | Phillips Pan Head Screw, ISO 7045, M6-1, X12mm Long, Grade 4.8 Steel, Zinc Plated, RoHS Fastener | 20589-10948-03583 11060-M6C12MXPSTZ6/7985 | FASTENAL COMPANY ANIXTER | STM
676 | 6 | 18 |  | CTAComponent | 1010-M4C006-14 | 2 | Release | Each | 9.0 | Phillips Flat Head Screw, ISO 7046, M4-0.7, X6mm Long, Grade 4.8 Steel, Zinc Plated, RoHS Fastener | 11060-M4C6MXFSTZ6/965A A0996-BN 388 M4-0.7 x 6mm CR6+FREE 12217-25030-109 | ANIXTER BOSSARD MIDWEST PRODUCTS & ENGINEERING | STM
677 | 6 | 14 |  | CTAComponent | 5492790 | 1 | Release | Each | 1.0 | Transform Cover |  |  | CCX
678 | 6 | 1 |  | CTAAssembly | 5492643 | 1 | Release | Each | 1.0 | Base Board welding For Electric Control Unit |  |  | CCX
679 | 7 | 2 |  | CTAComponent | 5492644 | 1 | Release | Each | 1.0 | Connection board |  |  | CCX
680 | 7 | 1 |  | CTAComponent | 5452884 | 1 | Release | Each | 1.0 | Base Board For Electric Control Unit |  |  | CCX
681 | 6 | 26 |  | CTAComponent | 5445416-3 | 1 | Release | Each | 2.0 | AVID PRODUCTS STEEL P-CLAMP or R-clamp DIA7.9, WIDE9.7,19243 SCP-5-323-203 |  |  | HLE
682 | 6 | 24 |  | CTAComponent | 5438742 | 2 | Release | Each | 5.0 | Fuse Holder |  |  | CCX
683 | 6 | 25 |  | CTAComponent | 5445416-2 | 1 | Release | Each | 2.0 | AVID PRODUCTS STEEL P-CLAMP or R-clamp DIA6.4, WIDE9.7, 19243-SCP-4-323-203 |  |  | HLE
684 | 6 | 23 |  | CTAComponent | 2000-M6-03 | 3 | Release | Each | 1.0 | Flat Washer, ISO7089, M6, Steel 200HV, Zinc Plated, RoHS Fastener | 20589-10948-03457 10487-2000-M6-03 11060-M6NWSFSTZ6/125ATP 24140-M6/-/PWSTWA/TC1/DIN125 | FASTENAL COMPANY OHTA ANIXTER TR FORMAC DIV OF TR FASTENINGS | STM
685 | 6 | 19 |  | CTAComponent | C1213-M4C008-14 | 1 | Release | Each | 43.0 | GB_T 9074.8，M4x8mm，Grade 4.8 Steel，Zinc finish，RoHS Fastener | 25114-M4/8/PPSTPS/TC1/GB9074.8 | TR FORMAC SHANGHAI PTE LTD | HLE
686 | 6 | 20 |  | CTAComponent | C1213-M4C012-14 | 1 | Release | Each | 8.0 | GB_T 9074.8，M4x12mm，Grade 4.8 Steel，Zinc finish，RoHS Fastener | 25114-M4/12/PPSTPS/TC1/GB9074.8 | TR FORMAC SHANGHAI PTE LTD | HLE
687 | 6 | 22 |  | CTAComponent | C1213-M3C010-14 | 1 | Release | Each | 2.0 | GB_T 9074.8，M3x10mm，Grade 4.8 Steel，Zinc finish，RoHS Fastener | 25114-M3/10/PPSTPS/TC1/GB9074.8 | TR FORMAC SHANGHAI PTE LTD | HLE
688 | 6 | 21 |  | CTAComponent | C1213-M4C025-14 | 1 | Release | Each | 2.0 | GB_T 9074.8，M4x25mm，Grade 4.8 Steel，Zinc finish，RoHS Fastener | 25114-M4/25/PPSTPS/TC1/GB9074.8 | TR FORMAC SHANGHAI PTE LTD | HLE
689 | 6 | 2 |  | ECCCollectorPart | 5476828 | 3 | Release | Each | 1.0 | PT800+ tube frequency inverter collector |  |  | HLE
690 | 7 |  | f1 | CTAComponent | 5458335 | 1 | Release | Each | 1.0 | PT800+ tube frequency inverter |  |  | HLE
691 | 6 | 4 |  | ECCCollectorPart | 5476829 | 4 | Release | Each | 1.0 | PT800+ tilt frequency inverter collector |  |  | HLE
692 | 7 |  | f3 | CTAComponent | 5462131 | 1 | Release | Each | 1.0 | PT800+ tilt frequency inverter |  |  | HLE
693 | 5 | 4 |  | CTAAssembly | 5445977 | 4 | Release | Each | 1.0 | Tilting Motor Assembly |  |  | CCX
694 | 6 | 8 |  | CTAComponent | 1006-M8C020-04 | 2 | Release | Each | 4.0 | Hexagon Head Screw, ISO 4017, M8-1.25, X20mm Long, Grade 8.8 Steel, Zinc Plated, RoHS Fastener | 20589-10948-03861 11060-M8C20HCSC9Z6/933 A0996-BN 56 M8 x 20mm CR6+FREE 24140-M8/20/HHHTMC/TC1/GB5783 | FASTENAL COMPANY ANIXTER BOSSARD TR FORMAC DIV OF TR FASTENINGS | STM
695 | 6 | 9 |  | CTAComponent | 1006-M8C030-04 | 2 | Release | Each | 4.0 | Hexagon Head Screw, ISO 4017, M8-1.25, X30mm Long, Grade 8.8 Steel, Zinc Plated, RoHS Fastener | 11060-M8C30HCSC9Z6/933 20589-10948-03863 A0996-BN 56 M8 x 30mm CR6+FREE 24140-M8/30/HHHTMC/TC1/GB5783 | ANIXTER FASTENAL COMPANY BOSSARD TR FORMAC DIV OF TR FASTENINGS | STM
696 | 6 | 12 |  | CTAComponent | 1000-M8C080-04 | 1 | Release | Each | 1.0 | Hexagon Socket Head Cap Screw, M8-1.25, X80mm Long, Grade 8.8 Steel, Zinc Plated, RoHS Fastener | 10487-1000-M8C080-04 | OHTA | STM
697 | 6 | 13 |  | CTAComponent | 2000-M8-03 | 2 | Release | Each | 9.0 | Flat Washer, ISO7089, M8, Steel 200HV, Zinc Plated, RoHS Fastener | 11060-M8NWSFSTZ6/125ATP 20589-10948-03458 25114-2000-M8-03 | ANIXTER FASTENAL COMPANY TR FORMAC SHANGHAI PTE LTD | STM
698 | 6 | 14 |  | CTAComponent | 2203-M8-07 | 3 | Release | Each | 4.0 | Curved Lock Washer, DIN 128A, M8, Spring Steel, Zinc Plated, RoHS Fastener | 20589-10948-04153 11060-M8NLOCSTMZT/128A | FASTENAL COMPANY ANIXTER | STM
699 | 6 | 11 |  | CTAComponent | 1040-M5C008-27 | 2 | Release | Each | 2.0 | Hexagon Set Screw with Cup Point, M5-0.8, X8mm Long, Grade 45H Steel, Black Oxide RoHS Fastener | A0996-1032496 11060-M5C8KKCA1/916 20589-10948-04197 24140-M5/8/HSHTPC/BO1 | BOSSARD ANIXTER FASTENAL COMPANY TR FORMAC DIV OF TR FASTENINGS | STM
700 | 6 | 7 |  | CTAComponent | 5439532 | 1 | Release | Each | 1.0 | U Pressing Board |  |  | CCX
701 | 6 | 3 |  | CTAComponent | 5441943 | 1 | Release | Each | 4.0 | rubber washer |  |  | CCX
702 | 6 | 5 |  | CTAComponent | 5438730 | 1 | Release | Each | 1.0 | 1100W Motor Belt Wheel |  |  | CCX
703 | 6 | 17 |  | CTAComponent | 5436665 | 1 | Release | Each | 1.0 | Press Spring |  |  | CCX
704 | 6 | 15 |  | CTAComponent | 5445416-2 | 1 | Release | Each | 1.0 | AVID PRODUCTS STEEL P-CLAMP or R-clamp DIA6.4, WIDE9.7, 19243-SCP-4-323-203 |  |  | HLE
705 | 6 | 1 |  | CTAAssembly | 5455380 | 1 | Release | Each | 1.0 | Tilting Motor Base Board Welding Assembly |  |  | CCX
706 | 7 | 2 |  | CTAComponent | 5461015 | 1 | Release | Each | 1.0 | Tilting Motor Base Board |  |  | CCX
707 | 7 | 1 |  | CTAComponent | 5436892 | 1 | Release | Each | 1.0 | Spring Stopper |  |  | CCX
708 | 6 | 2 |  | CTAAssembly | 5445173 | 1 | Release | Each | 1.0 | Titling Motor Slide Board Welding |  |  | CCX
709 | 7 | 2 |  | CTAComponent | 5461014 | 1 | Release | Each | 1.0 | U block |  |  | CCX
710 | 7 | 3 |  | CTAComponent | 3000-M8C-04 | 1 | Release | Each | 5.0 | Hexagon Nut, ISO4032, M8-1.25, Grade 8 Steel, Zinc Plated, RoHS Fastener | 20589-10948-03689 11060-M8CNFHSTZ6/934 | FASTENAL COMPANY ANIXTER | STM
711 | 7 | 1 |  | CTAComponent | 5443767 | 1 | Release | Each | 1.0 | Titling Motor Slide Board |  |  | CCX
712 | 6 | 10 |  | CTAComponent | C1213-M4C012-14 | 1 | Release | Each | 4.0 | GB_T 9074.8，M4x12mm，Grade 4.8 Steel，Zinc finish，RoHS Fastener | 25114-M4/12/PPSTPS/TC1/GB9074.8 | TR FORMAC SHANGHAI PTE LTD | HLE
713 | 6 | 16 |  | CTAComponent | 5492575 | 1 | Release | Each | 2.0 | OD24 x H15MM |  |  | CCX
714 | 6 | 4 |  | CTAComponent | 5460237 | 2 | Release | Each | 1.0 | PT800+ 1100W Motor |  |  | HLE
715 | 5 | 32 |  | CTAComponent | 2203-M12-07 | 3 | Release | Each | 8.0 | Curved Lock Washer, DIN 128A, M12, Spring Steel, Zinc Plated, RoHS Fastener | 20589-10948-04155 11060-M12NLOCSTMZT/128A | FASTENAL COMPANY ANIXTER | STM
716 | 5 | 2 |  | CTAAssembly | 5444314 | 4 | Release | Each | 1.0 | Cassette |  |  | CCX
717 | 6 | 7 |  | CTAComponent | 1010-M4C006-14 | 2 | Release | Each | 11.0 | Phillips Flat Head Screw, ISO 7046, M4-0.7, X6mm Long, Grade 4.8 Steel, Zinc Plated, RoHS Fastener | 11060-M4C6MXFSTZ6/965A A0996-BN 388 M4-0.7 x 6mm CR6+FREE 12217-25030-109 | ANIXTER BOSSARD MIDWEST PRODUCTS & ENGINEERING | STM
718 | 6 | 6 |  | CTAComponent | 1007-M4C010-14 | 2 | Release | Each | 7.0 | Phillips Pan Head Screw, ISO 7045, M4-0.7, X10mm Long, Grade 4.8 Steel, Zinc Plated, RoHS Fastener | 11060-M4C10MXPSTZ6/7985 20589-10948-03570 24140-M4/10/PPSTMC/TC1/ISO7045 | ANIXTER FASTENAL COMPANY TR FORMAC DIV OF TR FASTENINGS | STM
719 | 6 | 5 |  | CTAComponent | 5457946 | 1 | Release | Each | 3.0 | RICHCO FTH-7A1-RT FLAT TIE HOLDER 25.4x25.4x7.1mm, ACCOMODATES 5x2mm |  |  | HLE
720 | 6 | 1 |  | CTAAssembly | 5454751 | 1 | Release | Each | 1.0 | Cassette frame |  |  | CCX
721 | 7 | 1 |  | CTAAssembly | 5448638 | 1 | Release | Each | 1.0 | Cassette base |  |  | CCX
722 | 8 | 1 |  | CTAAssembly | 5460243 | 1 | Release | Each | 1.0 | Cassette bottom |  |  | CCX
723 | 9 | 2 |  | CTAComponent | 5436100 | 1 | Release | Each | 1.0 | II bracket |  |  | CCX
724 | 9 | 3 |  | CTAComponent | 5442983 | 1 | Release | Each | 2.0 | II bracket rib |  |  | CCX
725 | 9 | 1 |  | CTAComponent | 5491734 | 1 | Release | Each | 1.0 | Cassette housing bottom cover |  |  | CCX
726 | 9 | 5 |  | CTAAssembly | 5438950 | 1 | Release | Each | 1.0 | Cassette bottom frame |  |  | CCX
727 | 10 | 2 |  | CTAComponent | 5457203 | 1 | Release | Each | 1.0 | Cassette frame top beam |  |  | CCX
728 | 10 | 3 |  | CTAComponent | 5442174 | 1 | Release | Each | 1.0 | Cassette frame foot beam |  |  | CCX
729 | 10 | 1 |  | CTAComponent | 5446206 | 1 | Release | Each | 3.0 | Cassette frame left beam |  |  | CCX
730 | 10 | 5 |  | CTAComponent | 5453940 | 1 | Release | Each | 2.0 | Cassette frame rib |  |  | CCX
731 | 10 | 6 |  | CTAComponent | 5454752 | 1 | Release | Each | 4.0 | Cassette install nut |  |  | CCX
732 | 10 | 4 |  | CTAComponent | 5453097 | 1 | Release | Each | 2.0 | Colum install base |  |  | CCX
733 | 9 | 4 |  | CTAComponent | 5449390 | 1 | Release | Each | 4.0 | Bolt |  |  | CCX
734 | 8 | 3 |  | CTAComponent | 5447808 | 1 | Release | Each | 2.0 | Cassette beam cover |  |  | CCX
735 | 8 | 2 |  | CTAAssembly | 5495565 | 1 | Release | Each | 1.0 | Cassette top cover assembly |  |  | CCX
736 | 9 | 2 |  | CTAComponent | 5457202 | 1 | Release | Each | 4.0 | Grid bracket |  |  | CCX
737 | 9 | 1 |  | CTAComponent | 5491733 | 1 | Release | Each | 1.0 | Cassette housing top cover |  |  | CCX
738 | 7 | 4 |  | CTAComponent | 2000-M4-03 | 3 | Release | Each | 10.0 | FLAT WASHER - NORMAL SERIES, ISO 7089, M4 CLASS 200H STEEL, ZINC PLATED RoHS FASTENER | 24140-M4/-/PWSTWA/TC1/DIN125 10487-2000-M4-03 A0996-BN 343 M4 CR6+FREE 24432-11103691 11060-M4NWSFSTZ6/125ATP | TR FORMAC DIV OF TR FASTENINGS OHTA BOSSARD FASTENAL ANIXTER | STM
739 | 7 | 3 |  | CTAComponent | 1007-M4C016-14 | 1 | Release | Each | 10.0 | Phillips Pan Head Screw, ISO 7045, M4-0.7, X16mm Long, Grade 4.8 Steel, Zinc Plated, RoHS Fastener | 20589-10948-03572 11060-M4C16MXPSTZ6/7985 | FASTENAL COMPANY ANIXTER | STM
740 | 7 | 2 |  | CTAComponent | 5442982 | 1 | Release | Each | 2.0 | Tray rail |  |  | CCX
741 | 7 | 5 |  | CTAComponent | C2106-M4-02 | 3 | Release | Each | 10.0 | Spring Lock Washer, M4, Zinc plated, Rohs Fastener | 24140-C2106-M4-02 | TR FORMAC DIV OF TR FASTENINGS | HLE
742 | 6 | 3 |  | CTAComponent | 5442173 | 1 | Release | Each | 1.0 | Cassette bottom cover |  |  | CCX
743 | 6 | 8 |  | CTAComponent | 2000-M4-03 | 3 | Release | Each | 7.0 | FLAT WASHER - NORMAL SERIES, ISO 7089, M4 CLASS 200H STEEL, ZINC PLATED RoHS FASTENER | 24140-M4/-/PWSTWA/TC1/DIN125 10487-2000-M4-03 A0996-BN 343 M4 CR6+FREE 24432-11103691 11060-M4NWSFSTZ6/125ATP | TR FORMAC DIV OF TR FASTENINGS OHTA BOSSARD FASTENAL ANIXTER | STM
744 | 6 | 9 |  | CTAComponent | C2106-M4-02 | 3 | Release | Each | 7.0 | Spring Lock Washer, M4, Zinc plated, Rohs Fastener | 24140-C2106-M4-02 | TR FORMAC DIV OF TR FASTENINGS | HLE
745 | 6 | 4 |  | CTAAssembly | 5495566 | 1 | Release | Each | 4.0 | Grid limiter |  |  | CCX
746 | 7 | 2 |  | CTAComponent | 5491737 | 1 | Release | Each | 1.0 | Grid limiter buffer |  |  | CCX
747 | 7 | 1 |  | CTAComponent | 5491736 | 1 | Release | Each | 1.0 | Grid limiter plate |  |  | CCX
748 | 6 | 2 |  | CTAAssembly | 5491735 | 1 | Release | Each | 1.0 | Tray switch assembly |  |  | CCX
749 | 7 | 3 |  | CTAComponent | 5436678 | 1 | Release | Each | 1.0 | MICRO SWITCH |  |  | HLE
750 | 7 | 4 |  | CTAComponent | 5453710 | 2 | Release | Each | 1.0 | MICRO SWITCH |  |  | HLE
751 | 7 | 5 |  | CTAComponent | 1007-M3C016-14 | 1 | Release | Each | 2.0 | Phillips Pan Head Screw, ISO 7045, M3-0.5, X16mm Long, Grade 4.8 Steel, Zinc Plated, RoHS Fastener | 20589-10948-03567 11060-M3C16MXPSTZ6/7985 | FASTENAL COMPANY ANIXTER | STM
752 | 7 | 2 |  | CTAComponent | 5453099 | 1 | Release | Each | 1.0 | Buffer pad |  |  | CCX
753 | 7 | 7 |  | CTAComponent | 2106-M3-05 | 2 | Release | Each | 2.0 | Spring Lock Washer with Flat Ends JIS B1251, M3, Spring Steel, Zinc Plated, Rohs Fastener | 24140-MEP M3/SPSTWA/TC1D/JIS B1251 | TR FORMAC DIV OF TR FASTENINGS | STM
754 | 7 | 6 |  | CTAComponent | 2000-M3-03 | 2 | Release | Each | 2.0 | WASHER PLAIN - LARGE 3.2 MM 7 MM , HV200, Steel, Zinc plate RoHS Washer | 10487-2000-M3-03 23983-6083737 24140-200-M3-03 | OHTA BOSSARD CHINA TR FORMAC DIV OF TR FASTENINGS | STM
755 | 7 | 8 |  | CTAComponent | 5442753 | 1 | Release | Each | 1.0 | insulation sheet |  |  | CCX
756 | 7 | 1 |  | CTAComponent | 5498229 | 1 | Release | Each | 1.0 | Tray switch holder |  |  | CCX
757 | 5 | 1 |  | CTAAssembly | 5450426 | 4 | Release | Each | 1.0 | Table Base Assembly |  |  | CCX
758 | 6 | 5 |  | CTAAssembly | 5445966 | 1 | Release | Each | 1.0 | Slide frame |  |  | CCX
759 | 7 | 2 |  | CTAComponent | 5455609 | 1 | Release | Each | 1.0 | Slide frame foot beam |  |  | CCX
760 | 7 | 3 |  | CTAComponent | 5449849 | 1 | Release | Each | 2.0 | Slide frame top beam |  |  | CCX
761 | 7 | 1 |  | CTAComponent | 5440506 | 1 | Release | Each | 1.0 | Slide frame right beam |  |  | CCX
762 | 7 | 7 |  | CTAComponent | 5438178 | 1 | Release | Each | 3.0 | Rib |  |  | CCX
763 | 7 | 4 |  | CTAComponent | 5457201 | 1 | Release | Each | 2.0 | Slide frame left beam |  |  | CCX
764 | 7 | 5 |  | CTAComponent | 5454750 | 1 | Release | Each | 4.0 | Cassette holder |  |  | CCX
765 | 7 | 6 |  | CTAComponent | 5450650 | 1 | Release | Each | 1.0 | Roller bracket |  |  | CCX
766 | 7 | 9 |  | CTAComponent | 5462486 | 1 | Release | Each | 2.0 | Horizontal bearing bracket holder |  |  | CCX
767 | 7 | 11 |  | CTAComponent | 5491738 | 1 | Release | Each | 4.0 | Cassette housing mounting rib |  |  | CCX
768 | 7 | 10 |  | CTAComponent | 5437398 | 1 | Release | Each | 1.0 | Chain bracket |  |  | CCX
769 | 7 | 8 |  | CTAComponent | 5448637 | 1 | Release | Each | 2.0 | Vertical bearing bracket holder |  |  | CCX
770 | 6 | 1 |  | CTAAssembly | 5451214 | 1 | Release | Each | 1.0 | Base Assembly |  |  | CCX
771 | 7 | 1 |  | CTAAssembly | 5456956 | 1 | Release | Each | 1.0 | Base Welding Assembly |  |  | CCX
772 | 8 | 2 |  | CTAComponent | 5440482 | 1 | Release | Each | 1.0 | Dustpan Cover |  |  | CCX
773 | 8 | 4 |  | CTAComponent | 5444519 | 1 | Release | Each | 1.0 | Middle Reinforce Board |  |  | CCX
774 | 8 | 3 |  | CTAComponent | 5443738 | 1 | Release | Each | 1.0 | Front Reinforce Board |  |  | CCX
775 | 8 | 1 |  | CTAComponent | 5436072 | 1 | Release | Each | 2.0 | Bottom Reinforce Board |  |  | CCX
776 | 8 | 6 |  | CTAComponent | 5447787 | 1 | Release | Each | 1.0 | Triangle board |  |  | CCX
777 | 8 | 8 |  | CTAComponent | 5457943 | 1 | Release | Each | 1.0 | Rear wall board |  |  | CCX
778 | 8 | 7 |  | CTAComponent | 5452248 | 1 | Release | Each | 1.0 | Bottom board |  |  | CCX
779 | 8 | 5 |  | CTAComponent | 5446179 | 1 | Release | Each | 1.0 | Front Wall Board |  |  | CCX
780 | 7 | 4 |  | CTAComponent | 5453693 | 1 | Release | Each | 1.0 | bush |  |  | CCX
781 | 7 | 6 |  | CTAComponent | 1000-M8C030-04 | 3 | Release | Each | 2.0 | Hexagon Socket Head Cap Screw, M8-1.25, X30mm Long, Grade 8.8 Steel, Zinc Plated, RoHS Fastener | 11060-M8C30KCSC9Z6/912 20589-ZS2580030ZP0000 24140-M8/30/SOHTCS/TC1D/DIN912 10487-1000-M8C030-04 | ANIXTER FASTENAL COMPANY TR FORMAC DIV OF TR FASTENINGS OHTA | STM
782 | 7 | 5 |  | CTAComponent | 5456189 | 1 | Release | Each | 1.0 | PRESSING PLATE |  |  | CCX
783 | 7 | 3 |  | CTAComponent | 5444316 | 1 | Release | Each | 1.0 | WASHER CIRCLE |  |  | CCX
784 | 7 | 2 |  | CTAAssembly | 5453700 | 1 | Release | Each | 1.0 | Cable Clamp Assembly |  |  | CCX
785 | 8 | 2 |  | CTAComponent | 5443740 | 1 | Release | Each | 1.0 | Base For Cable Clamp |  |  | CCX
786 | 8 | 1 |  | CTAComponent | C1213-M4C012-14 | 1 | Release | Each | 2.0 | GB_T 9074.8，M4x12mm，Grade 4.8 Steel，Zinc finish，RoHS Fastener | 25114-M4/12/PPSTPS/TC1/GB9074.8 | TR FORMAC SHANGHAI PTE LTD | HLE
787 | 8 | 3 |  | CTAComponent | 5446762 | 1 | Release | Each | 1.0 | Cover For Cable Clamp |  |  | CCX
788 | 7 | 9 |  | CTAComponent | 1010-M4C012-14 | 2 | Release | Each | 6.0 | Phillips Flat Head Screw, ISO 7046, M4-0.7, X12mm Long, Grade 4.8 Steel, Zinc Plated, RoHS Fastener | 11060-M4C12MXFSTZ6/965A 20589-10948-03509 24140-M4/12/KPSTMC/TC1/DIN965 | ANIXTER FASTENAL COMPANY TR FORMAC DIV OF TR FASTENINGS | STM
789 | 7 | 10 |  | CTAComponent | 2000-M10-03 | 2 | Release | Each | 2.0 | Flat Washer, ISO7089, M10, Steel 200HV, Zinc Plated, RoHS Fastener | 20589-10948-03459 11060-M10NWSFSTZ6/125ATP 10487-2000-M10-03 | FASTENAL COMPANY ANIXTER OHTA | STM
790 | 7 | 8 |  | CTAComponent | C1213-M4C030-14 | 1 | Release | Each | 4.0 | GB_T 9074.8，M4x30mm，Grade 4.8 Steel，Zinc finish，RoHS Fastener | 25114-M4/30/PPSTPS/TC1/GB9074.8 | TR FORMAC SHANGHAI PTE LTD | HLE
791 | 7 | 7 |  | CTAComponent | 1007-M4C012-14 | 1 | Release | Each | 4.0 | Phillips Pan Head Screw, ISO 7045, M4-0.7, X12mm Long, Grade 4.8 Steel, Zinc Plated, RoHS Fastener | 20589-10948-03571 11060-M4C12MXPSTZ6/7985 | FASTENAL COMPANY ANIXTER | STM
792 | 7 | 14 |  | CTAComponent | 5492688 | 1 | Release | Each | 1.0 | GB_T93-1987, M18, Grade Normal Steel, Black Oxide finish, RoHS Fastener |  |  | CCX
793 | 7 | 15 |  | CTAComponent | 5492689 | 1 | Release | Each | 2.0 | GB_T93-1987, M20, Grade Normal Steel, Black Oxide finish, RoHS Fastener |  |  | CCX
794 | 7 | 12 |  | CTAComponent | 2000-M8-03 | 2 | Release | Each | 2.0 | Flat Washer, ISO7089, M8, Steel 200HV, Zinc Plated, RoHS Fastener | 11060-M8NWSFSTZ6/125ATP 20589-10948-03458 25114-2000-M8-03 | ANIXTER FASTENAL COMPANY TR FORMAC SHANGHAI PTE LTD | STM
795 | 7 | 13 |  | CTAComponent | 2203-M10-07 | 2 | Release | Each | 2.0 | Curved Lock Washer, DIN 128A, M10, Spring Steel, Zinc Plated, RoHS Fastener | 20589-10948-04154 11060-M10NLOCSTZ6/128A | FASTENAL COMPANY ANIXTER | STM
796 | 7 | 11 |  | CTAComponent | 2000-M20-03 | 1 | Release | Each | 2.0 | Flat Washer, ISO7089, M20, Steel 200HV, Zinc Plated, RoHS Fastener | 20589-10948-04411 11060-M20NWSFSTZ6/125ATH | FASTENAL COMPANY ANIXTER | STM
797 | 7 | 18 |  | CTAComponent | 5444317 | 1 | Release | Each | 2.0 | CAM FOLLOWER CF10BUUR IKO |  |  | CCX
798 | 7 | 17 |  | CTAComponent | 5457946 | 1 | Release | Each | 6.0 | RICHCO FTH-7A1-RT FLAT TIE HOLDER 25.4x25.4x7.1mm, ACCOMODATES 5x2mm |  |  | HLE
799 | 7 | 16 |  | CTAComponent | 2203-M8-07 | 3 | Release | Each | 2.0 | Curved Lock Washer, DIN 128A, M8, Spring Steel, Zinc Plated, RoHS Fastener | 20589-10948-04153 11060-M8NLOCSTMZT/128A | FASTENAL COMPANY ANIXTER | STM
800 | 7 | 20 |  | CTAComponent | 5456958 | 1 | Release | Each | 1.0 | CAM FOLLOWER CFE18VBUUR IKO |  |  | CCX
801 | 7 | 19 |  | CTAComponent | 5462283 | 1 | Release | Each | 2.0 | CAM FOLLOWER CF20BUUR IKO |  |  | CCX
802 | 6 | 4 |  | CTAAssembly | 5445967 | 1 | Release | Each | 1.0 | Vertical bearing top limiter |  |  | CCX
803 | 7 | 1 |  | CTAComponent | 1040-M6C010-27 | 1 | Release | Each | 1.0 | Hexagon Set Screw with Cup Point, M6-1, X10mm Long, Grade 45H Steel, Black Oxide RoHS Fastener | 11060-M6C10KKCST/916 A0996-1032704 20589-10948-04201 | ANIXTER BOSSARD FASTENAL COMPANY | STM
804 | 7 | 3 |  | CTAComponent | 5455605 | 1 | Release | Each | 1.0 | CAM FOLLOWER CF18BUU IKO |  |  | CCX
805 | 7 | 4 |  | CTAComponent | 5456425 | 1 | Release | Each | 1.0 | Vertical bearing top limiter bracket |  |  | CCX
806 | 7 | 2 |  | CTAComponent | 5456958 | 1 | Release | Each | 1.0 | CAM FOLLOWER CFE18VBUUR IKO |  |  | CCX
807 | 6 | 3 |  | CTAAssembly | 5437173 | 1 | Release | Each | 1.0 | Gear Box Of Table Rotation |  |  | CCX
808 | 7 | 2 |  | CTAComponent | 5457743 | 1 | Release | Each | 1.0 | Base Belt Wheel |  |  | CCX
809 | 7 | 4 |  | CTAComponent | 1040-M5C008-27 | 2 | Release | Each | 1.0 | Hexagon Set Screw with Cup Point, M5-0.8, X8mm Long, Grade 45H Steel, Black Oxide RoHS Fastener | A0996-1032496 11060-M5C8KKCA1/916 20589-10948-04197 24140-M5/8/HSHTPC/BO1 | BOSSARD ANIXTER FASTENAL COMPANY TR FORMAC DIV OF TR FASTENINGS | STM
810 | 7 | 3 |  | CTAAssembly | 5454528 | 1 | Release | Each | 1.0 | gear assembly |  |  | CCX
811 | 8 | 2 |  | CTAComponent | 5441934 | 1 | Release | Each | 1.0 | Circlip for hole-GB893.1-86 75 Series Fastener Drawing RoHS Compliant |  |  | CCX
812 | 8 | 4 |  | CTAComponent | 5450420 | 1 | Release | Each | 1.0 | bear flange |  |  | CCX
813 | 8 | 3 |  | CTAComponent | 5492772 | 1 | Release | Each | 1.0 | Circlip for shaft-GB894.1-86 45 Series Fastener Drawing RoHS Compliant |  |  | CCX
814 | 8 | 1 |  | CTAComponent | 5459256 | 1 | Release | Each | 1.0 | bear for base gear box |  |  | HLE
815 | 8 | 5 |  | CTAComponent | 5437944 | 1 | Release | Each | 1.0 | PINION GEAR |  |  | CCX
816 | 7 | 1 |  | CTAComponent | T310-2192 | 6 | Release | Each | 1.0 | REDUCTION UNT |  |  | HLE
817 | 6 | 2 |  | CTAAssembly | 5457751 | 1 | Release | Each | 1.0 | Main Frame Assembly |  |  | CCX
818 | 7 | 1 |  | CTAAssembly | 5437940 | 1 | Release | Each | 1.0 | main frame |  |  | CCX
819 | 8 | 1 |  | CTAAssembly | 5444520 | 1 | Release | Each | 1.0 | Front wall welding assembly |  |  | CCX
820 | 9 | 2 |  | CTAComponent | 5445374 | 1 | Release | Each | 1.0 | front wall part 2 |  |  | CCX
821 | 9 | 3 |  | CTAComponent | 5448612 | 1 | Release | Each | 1.0 | front wall part 3 |  |  | CCX
822 | 9 | 1 |  | CTAComponent | 5436868 | 1 | Release | Each | 1.0 | front wall part 1 |  |  | CCX
823 | 9 | 5 |  | CTAComponent | 5446180 | 1 | Release | Each | 1.0 | front wall part 5 |  |  | CCX
824 | 9 | 4 |  | CTAComponent | 5457171 | 1 | Release | Each | 1.0 | front wall part 4 |  |  | CCX
825 | 8 | 4 |  | CTAComponent | 5445375 | 1 | Release | Each | 1.0 | frame part 2 |  |  | CCX
826 | 8 | 3 |  | CTAAssembly | 5458690 | 1 | Release | Each | 1.0 | Back wall welding assembly |  |  | CCX
827 | 9 | 1 |  | CTAComponent | 5460991 | 1 | Release | Each | 1.0 | back wall part part 1 |  |  | CCX
828 | 9 | 2 |  | CTAComponent | 5451405 | 1 | Release | Each | 1.0 | back wall part part 2 |  |  | CCX
829 | 9 | 3 |  | CTAComponent | 5457944 | 1 | Release | Each | 1.0 | back wall part part 3 |  |  | CCX
830 | 9 | 4 |  | CTAComponent | 5461753 | 1 | Release | Each | 1.0 | back wall part part 4 |  |  | CCX
831 | 9 | 5 |  | CTAComponent | 5443739 | 1 | Release | Each | 1.0 | back wall part part 5 |  |  | CCX
832 | 9 | 6 |  | CTAComponent | 5462460 | 1 | Release | Each | 1.0 | back wall part part 6 |  |  | CCX
833 | 9 | 7 |  | CTAComponent | 5442151 | 1 | Release | Each | 1.0 | back wall part part 7 |  |  | CCX
834 | 9 | 8 |  | CTAComponent | 5444521 | 1 | Release | Each | 2.0 | back wall part part 8 |  |  | CCX
835 | 9 | 9 |  | CTAComponent | 5448613 | 1 | Release | Each | 1.0 | back wall part part 9 |  |  | CCX
836 | 9 | 10 |  | CTAComponent | 5453076 | 1 | Release | Each | 1.0 | back wall part part 10 |  |  | CCX
837 | 9 | 11 |  | CTAComponent | 5436073 | 1 | Release | Each | 1.0 | back wall part part 11 |  |  | CCX
838 | 9 | 12 |  | CTAComponent | 5440483 | 1 | Release | Each | 2.0 | back wall part part 12 |  |  | CCX
839 | 9 | 13 |  | CTAComponent | 5459449 | 1 | Release | Each | 1.0 | back wall part 13 |  |  | CCX
840 | 9 | 14 |  | CTAComponent | 5492693 | 1 | Release | Each | 3.0 | Back wall part 14 |  |  | CCX
841 | 8 | 2 |  | CTAComponent | 5451406 | 1 | Release | Each | 1.0 | frame part 1 |  |  | CCX
842 | 8 | 5 |  | CTAComponent | 5449365 | 1 | Release | Each | 1.0 | frame part 3 |  |  | CCX
843 | 8 | 6 |  | CTAComponent | 5461754 | 1 | Release | Each | 1.0 | frame part 4 |  |  | CCX
844 | 8 | 7 |  | CTAComponent | 5436869 | 1 | Release | Each | 2.0 | frame part 5 |  |  | CCX
845 | 8 | 8 |  | CTAComponent | 5457172 | 1 | Release | Each | 2.0 | frame part 6 |  |  | CCX
846 | 8 | 9 |  | CTAComponent | 5454721 | 1 | Release | Each | 1.0 | frame part 7 |  |  | CCX
847 | 8 | 10 |  | CTAComponent | 5457945 | 1 | Release | Each | 1.0 | frame part 8 |  |  | CCX
848 | 8 | 11 |  | CTAComponent | 5439712 | 1 | Release | Each | 1.0 | frame part 9 |  |  | CCX
849 | 8 | 12 |  | CTAComponent | 5492694 | 1 | Release | Each | 3.0 | Frame part 10 |  |  | CCX
850 | 7 | 4 |  | CTAComponent | 5452879 | 1 | Release | Each | 1.0 | limited block |  |  | CCX
851 | 7 | 3 |  | CTAComponent | 5441936 | 1 | Release | Each | 1.0 | rail |  |  | CCX
852 | 7 | 5 |  | CTAComponent | 5441114 | 1 | Release | Each | 3.0 | L joint |  |  | CCX
853 | 7 | 2 |  | CTAComponent | 5439525 | 1 | Release | Each | 1.0 | SECTOR GEAR |  |  | CCX
854 | 7 | 7 |  | CTAComponent | 5449641 | 1 | Release | Each | 1.0 | BOARD FOR ANGLE SWITCH |  |  | CCX
855 | 7 | 9 |  | CTAComponent | 5439528 | 2 | Release | Each | 1.0 | -30 degree block |  |  | CCX
856 | 7 | 8 |  | CTAComponent | 5441115 | 1 | Release | Each | 1.0 | 90 degree block |  |  | CCX
857 | 7 | 10 |  | CTAComponent | 5441939 | 1 | Release | Each | 1.0 | joint bracket II for rubber protector |  |  | CCX
858 | 7 | 6 |  | CTAComponent | 5439527 | 2 | Release | Each | 2.0 | L joint |  |  | CCX
859 | 7 | 11 |  | CTAComponent | 5436661 | 1 | Release | Each | 1.0 | joint bracket I for rubber protector |  |  | CCX
860 | 7 | 13 |  | CTAComponent | 5453694 | 1 | Release | Each | 1.0 | bracket of energy Chain |  |  | CCX
861 | 7 | 14 |  | CTAComponent | 5446204 | 1 | Release | Each | 1.0 | Bracket II of Energy Chain |  |  | CCX
862 | 7 | 15 |  | CTAAssembly | 5456961 | 1 | Release | Each | 1.0 | base board for column moving motor |  |  | CCX
863 | 8 | 2 |  | CTAComponent | 5442750 | 1 | Release | Each | 1.0 | bracket of gear box |  |  | CCX
864 | 8 | 1 |  | CTAComponent | 5441112 | 1 | Release | Each | 1.0 | base board |  |  | CCX
865 | 8 | 3 |  | CTAComponent | 5492737 | 1 | Release | Each | 2.0 | end cover |  |  | CCX
866 | 7 | 12 |  | CTAAssembly | 5446766 | 1 | Release | Each | 1.0 | cable clamp |  |  | CCX
867 | 8 | 2 |  | CTAAssembly | 5453700 | 1 | Release | Each | 1.0 | Cable Clamp Assembly |  |  | CCX
868 | 9 | 2 |  | CTAComponent | 5443740 | 1 | Release | Each | 1.0 | Base For Cable Clamp |  |  | CCX
869 | 9 | 1 |  | CTAComponent | C1213-M4C012-14 | 1 | Release | Each | 2.0 | GB_T 9074.8，M4x12mm，Grade 4.8 Steel，Zinc finish，RoHS Fastener | 25114-M4/12/PPSTPS/TC1/GB9074.8 | TR FORMAC SHANGHAI PTE LTD | HLE
870 | 9 | 3 |  | CTAComponent | 5446762 | 1 | Release | Each | 1.0 | Cover For Cable Clamp |  |  | CCX
871 | 8 | 3 |  | CTAAssembly | 5457746 | 1 | Release | Each | 1.0 | base for cable clamp |  |  | CCX
872 | 9 | 2 |  | CTAComponent | 5441352 | 1 | Release | Each | 1.0 | Joint Column |  |  | CCX
873 | 9 | 1 |  | CTAComponent | 5449848 | 1 | Release | Each | 1.0 | Base Board |  |  | CCX
874 | 8 | 1 |  | CTAComponent | 5492966 | 1 | Release | Each | 1.0 | Circlip for shaft-GB894.1-86 15 Series Fastener Drawing RoHS Compliant |  |  | CCX
875 | 7 | 19 |  | CTAComponent | 5492717 | 1 | Release | Each | 1.0 | joint bracket |  |  | CCX
876 | 7 | 17 |  | CTAComponent | 5492719 | 1 | Release | Each | 1.0 | Mechanical stopper for 90 degree |  |  | CCX
877 | 7 | 18 |  | CTAComponent | 5492718 | 1 | Release | Each | 1.0 | Mechanical stopper for -30 degree |  |  | CCX
878 | 7 | 16 |  | CTAComponent | 5437945 | 1 | Release | Each | 1.0 | slide board |  |  | CCX
879 | 7 | 21 |  | CTAComponent | 1000-M12C025-07 | 1 | Release | Each | 3.0 | Hexagon Socket Head Cap Screw, M12-1.75, X25mm Long, Grade12.9 Steel, Black Oxide, RoHS Fastener | 20589-10948-03276 11060-M12C25KCSC4/912 A0996-1008900 | FASTENAL COMPANY ANIXTER BOSSARD | STM
880 | 7 | 24 |  | CTAComponent | 1000-M6C016-04 | 4 | Release | Each | 6.0 | Hexagon Socket Head Cap Screw, M6-1, X16mm Long, Grade 8.8 Steel, Zinc Plated, RoHS Fastener | 20589-10948-03239 10487-1000-M6C016-04 24140-M6/16/SOHTCS/TC1D/DIN912 11060-M6C16KCSC9Z6/912 A0996-BN 4 M6 x 16mm CR6+FREE | FASTENAL COMPANY OHTA TR FORMAC DIV OF TR FASTENINGS ANIXTER BOSSARD | STM
881 | 7 | 25 |  | CTAComponent | 1000-M8C016-04 | 3 | Release | Each | 17.0 | Hexagon Socket Head Cap Screw, M8-1.25, X16mm Long, Grade 8.8 Steel, Zinc Plated, RoHS Fastener | 11060-M8C16KCSC9Z6/912 20589-10948-04703 24140-M8/16/SOHTCS/TC1D/DIN912 10487-1000-M8C016-04 | ANIXTER FASTENAL COMPANY TR FORMAC DIV OF TR FASTENINGS OHTA | STM
882 | 7 | 23 |  | CTAComponent | 1000-M5C025-04 | 3 | Release | Each | 2.0 | Hexagon Socket Head Cap Screw, M5-0.8, X25mm Long, Grade 8.8 Steel, Zinc Plated, RoHS Fastener | 11060-M5C25KCSC9Z6/912 25114-1000-M5C025-04 20589-11103214 10487-1000-M5C025-04 | ANIXTER TR FORMAC SHANGHAI PTE LTD FASTENAL COMPANY OHTA | STM
883 | 7 | 22 |  | CTAComponent | 1000-M12C030-04 | 3 | Release | Each | 9.0 | Hexagon Socket Head Cap Screw, M12-1.75, X30mm Long, Grade 8.8 Steel, Zinc Plated, RoHS Fastener | 11060-M12C30KCSC9Z6/912 20589-10948-03247 24140-M12/30/HHSTBL/TC1D 10487-1000-M12C030-04 | ANIXTER FASTENAL COMPANY TR FORMAC DIV OF TR FASTENINGS OHTA | STM
884 | 7 | 29 |  | CTAComponent | 2001-M6-03 | 2 | Release | Each | 4.0 | Large Flat Washer, ISO7093, M6, Steel 200HV, Zinc Plated, RoHS Fastener | 11060-M6NWFESTZ6/9021TH 20589-10948-03486 24140-M6/-/PWSTWA/TC1/ISO7093 | ANIXTER FASTENAL COMPANY TR FORMAC DIV OF TR FASTENINGS | STM
885 | 7 | 27 |  | CTAComponent | C1213-M4C012-14 | 1 | Release | Each | 31.0 | GB_T 9074.8，M4x12mm，Grade 4.8 Steel，Zinc finish，RoHS Fastener | 25114-M4/12/PPSTPS/TC1/GB9074.8 | TR FORMAC SHANGHAI PTE LTD | HLE
886 | 7 | 28 |  | CTAComponent | 2000-M12-03 | 1 | Release | Each | 3.0 | Flat Washer, ISO7089, M12, Steel 200HV, Zinc Plated, RoHS Fastener | 11060-M12NWSFSTZ6/125ATP 20589-10948-03460 | ANIXTER FASTENAL COMPANY | STM
887 | 7 | 26 |  | CTAComponent | 1000-M8C065-04 | 1 | Release | Each | 1.0 | Hexagon Socket Head Cap Screw, M8-1.25, X65mm Long, Grade 8.8 Steel, Zinc Plated, RoHS Fastener | 10487-1000-M8C065-04 | OHTA | STM
888 | 7 | 31 |  | CTAComponent | 2203-M12-07 | 3 | Release | Each | 3.0 | Curved Lock Washer, DIN 128A, M12, Spring Steel, Zinc Plated, RoHS Fastener | 20589-10948-04155 11060-M12NLOCSTMZT/128A | FASTENAL COMPANY ANIXTER | STM
889 | 7 | 32 |  | CTAComponent | 2106-M5-14 | 1 | Release | Each | 2.0 | Spring Lock Washer with Flat Ends JIS B1251, M5, Spring Stainless Steel, Rohs Fastener | 24140-2106-M5-14 | TR FORMAC DIV OF TR FASTENINGS | STM
890 | 7 | 33 |  | CTAComponent | 2203-M6-07 | 5 | Release | Each | 6.0 | Curved Lock Washer, DIN 128A, M6, Spring Steel, Zinc Plated, RoHS Fastener | 11060-M6NLOCSTZ6/128A A0996-BN 770 M6 CR6+FREE 24140-M6/-/SSSTWA/TC1D/DIN128A 20589-10948-04152 | ANIXTER BOSSARD TR FORMAC DIV OF TR FASTENINGS FASTENAL COMPANY | STM
891 | 7 | 30 |  | CTAComponent | 2000-M8-03 | 2 | Release | Each | 1.0 | Flat Washer, ISO7089, M8, Steel 200HV, Zinc Plated, RoHS Fastener | 11060-M8NWSFSTZ6/125ATP 20589-10948-03458 25114-2000-M8-03 | ANIXTER FASTENAL COMPANY TR FORMAC SHANGHAI PTE LTD | STM
892 | 7 | 37 |  | CTAComponent | C2106-M8-80 | 1 | Release | Each | 17.0 | GB_T 93，M8，Spring Steel，Black Oxide finish，RoHS Fastener | 25114-M8/-/SRSTWA/BO/GB93 | TR FORMAC SHANGHAI PTE LTD | HLE
893 | 7 | 34 |  | CTAComponent | 2203-M8-07 | 3 | Release | Each | 1.0 | Curved Lock Washer, DIN 128A, M8, Spring Steel, Zinc Plated, RoHS Fastener | 20589-10948-04153 11060-M8NLOCSTMZT/128A | FASTENAL COMPANY ANIXTER | STM
894 | 7 | 36 |  | CTAComponent | C2106-M12-02 | 1 | Release | Each | 7.0 | GB_T 93，M12，Spring Steel，Zinc finish，RoHS Fastener | 25114-M12/-/SRSTWA/TC1/GB93 | TR FORMAC SHANGHAI PTE LTD | HLE
895 | 7 | 35 |  | CTAComponent | 5445416-2 | 1 | Release | Each | 1.0 | AVID PRODUCTS STEEL P-CLAMP or R-clamp DIA6.4, WIDE9.7, 19243-SCP-4-323-203 |  |  | HLE
896 | 6 | 8 |  | CTAComponent | 5449179 | 1 | Release | Each | 2.0 | Roll adjust plate |  |  | CCX
897 | 6 | 9 |  | CTAAssembly | 5436658 | 1 | Release | Each | 1.0 | Vertical bearing foot limiter |  |  | CCX
898 | 7 | 1 |  | CTAComponent | 1040-M6C010-27 | 1 | Release | Each | 1.0 | Hexagon Set Screw with Cup Point, M6-1, X10mm Long, Grade 45H Steel, Black Oxide RoHS Fastener | 11060-M6C10KKCST/916 A0996-1032704 20589-10948-04201 | ANIXTER BOSSARD FASTENAL COMPANY | STM
899 | 7 | 4 |  | CTAComponent | 5457968 | 1 | Release | Each | 1.0 | Vertical bearing foot limiter bracket |  |  | CCX
900 | 7 | 3 |  | CTAComponent | 5455605 | 1 | Release | Each | 1.0 | CAM FOLLOWER CF18BUU IKO |  |  | CCX
901 | 7 | 2 |  | CTAComponent | 5456958 | 1 | Release | Each | 1.0 | CAM FOLLOWER CFE18VBUUR IKO |  |  | CCX
902 | 6 | 10 |  | CTAAssembly | 5498243 | 1 | Release | Each | 1.0 | Chain Connector |  |  | CCX
903 | 7 | 2 |  | CTAComponent | 2000-M6-03 | 3 | Release | Each | 2.0 | Flat Washer, ISO7089, M6, Steel 200HV, Zinc Plated, RoHS Fastener | 20589-10948-03457 10487-2000-M6-03 11060-M6NWSFSTZ6/125ATP 24140-M6/-/PWSTWA/TC1/DIN125 | FASTENAL COMPANY OHTA ANIXTER TR FORMAC DIV OF TR FASTENINGS | STM
904 | 7 | 3 |  | CTAComponent | C2106-M6-02 | 3 | Release | Each | 2.0 | Spring Lock Washer, M6, Zinc plated, Rohs Fastener | 24140-C2106-M6-02 | TR FORMAC DIV OF TR FASTENINGS | HLE
905 | 7 | 1 |  | CTAComponent | 1000-M6C020-04 | 4 | Release | Each | 2.0 | Hexagon Socket Head Cap Screw, M6-1, X20mm Long, Grade 8.8 Steel, Zinc Plated, RoHS Fastener | 11060-M6C20KCSC9Z6/912 10487-1000-M6C020-04 24140-M6/20/SOHTCS/TC1D/DIN912 20589-10948-03240 A0996-BN 4 M6 x 20mm CR6+FREE | ANIXTER OHTA TR FORMAC DIV OF TR FASTENINGS FASTENAL COMPANY BOSSARD | STM
906 | 7 | 5 |  | CTAComponent | 5436894 | 1 | Release | Each | 1.0 | Chain connector plate |  |  | CCX
907 | 7 | 4 |  | CTAAssembly | 5498254 | 1 | Release | Each | 1.0 | Chain connector base |  |  | CCX
908 | 8 | 2 |  | CTAComponent | 5491740 | 1 | Release | Each | 1.0 | Chain connector L shape frame |  |  | CCX
909 | 8 | 1 |  | CTAComponent | 5491739 | 1 | Release | Each | 1.0 | Chain connector dentate plate |  |  | CCX
910 | 6 | 6 |  | CTAComponent | 5492777 | 1 | Release | Each | 1.0 | limited board |  |  | CCX
911 | 6 | 7 |  | CTAComponent | 5453943 | 1 | Release | Each | 4.0 | Roller shaft |  |  | CCX
912 | 6 | 12 |  | CTAComponent | 5452029 | 1 | Release | Each | 1.0 | cover |  |  | CCX
913 | 6 | 13 |  | CTAAssembly | 5452028 | 1 | Release | Each | 1.0 | Top Motor Assembly |  |  | CCX
914 | 7 | 2 |  | CTAAssembly | 5456367 | 6 | Release | Each | 1.0 | Table TOP motor assembly |  |  | CCX
915 | 8 | 2 |  | CTAComponent | 5456367-1 | 2 | Release | Each | 1.0 | Table TOP motor assembly-resistor and cable |  |  | HLE
916 | 8 | 1 |  | CTAComponent | 5120418-1 | 2 | Release | Each | 1.0 | AC gear motor, 25W |  |  | HLE
917 | 7 | 3 |  | CTAComponent | 5449646 | 1 | Release | Each | 1.0 | top gear |  |  | CCX
918 | 7 | 1 |  | CTAComponent | 5445170 | 1 | Release | Each | 1.0 | motor board |  |  | CCX
919 | 7 | 6 |  | CTAComponent | C1213-M3C010-14 | 1 | Release | Each | 2.0 | GB_T 9074.8，M3x10mm，Grade 4.8 Steel，Zinc finish，RoHS Fastener | 25114-M3/10/PPSTPS/TC1/GB9074.8 | TR FORMAC SHANGHAI PTE LTD | HLE
920 | 7 | 4 |  | CTAComponent | C1213-M4C012-14 | 1 | Release | Each | 3.0 | GB_T 9074.8，M4x12mm，Grade 4.8 Steel，Zinc finish，RoHS Fastener | 25114-M4/12/PPSTPS/TC1/GB9074.8 | TR FORMAC SHANGHAI PTE LTD | HLE
921 | 7 | 5 |  | CTAComponent | 1040-M5C008-27 | 2 | Release | Each | 2.0 | Hexagon Set Screw with Cup Point, M5-0.8, X8mm Long, Grade 45H Steel, Black Oxide RoHS Fastener | A0996-1032496 11060-M5C8KKCA1/916 20589-10948-04197 24140-M5/8/HSHTPC/BO1 | BOSSARD ANIXTER FASTENAL COMPANY TR FORMAC DIV OF TR FASTENINGS | STM
922 | 6 | 11 |  | CTAAssembly | 5459999 | 1 | Release | Each | 1.0 | Back Sprocket Assembly |  |  | CCX
923 | 7 | 1 |  | CTAComponent | 5462285 | 1 | Release | Each | 2.0 | Bearing NSK6005ZZ |  |  | CCX
924 | 7 | 4 |  | CTAAssembly | 5446764 | 1 | Release | Each | 1.0 | bracket of head sprocket wheel |  |  | CCX
925 | 8 | 1 |  | CTAComponent | 5453094 | 1 | Release | Each | 1.0 | Bracket 1 |  |  | CCX
926 | 8 | 4 |  | CTAComponent | 5462483 | 1 | Release | Each | 1.0 | Bracket 4 |  |  | CCX
927 | 8 | 3 |  | CTAComponent | 5436891 | 1 | Release | Each | 1.0 | Bracket 3 |  |  | CCX
928 | 8 | 2 |  | CTAComponent | 5458708 | 1 | Release | Each | 1.0 | Bracket 2 |  |  | CCX
929 | 7 | 3 |  | CTAComponent | 5445169 | 1 | Release | Each | 1.0 | Sprocket Wheel In Head End |  |  | CCX
930 | 7 | 2 |  | CTAComponent | 5455376 | 1 | Release | Each | 1.0 | Circlip for shaft-GB894.1-86 25 Series Fastener Drawing RoHS Compliant |  |  | CCX
931 | 7 | 6 |  | CTAComponent | 5453696 | 1 | Release | Each | 1.0 | washer circl |  |  | CCX
932 | 7 | 5 |  | CTAComponent | 5451207 | 1 | Release | Each | 1.0 | shaft |  |  | CCX
933 | 6 | 14 |  | CTAAssembly | 5461548 | 1 | Release | Each | 1.0 | PRESSING UNIT |  |  | CCX
934 | 7 | 2 |  | CTAAssembly | 5492808 | 1 | Release | Each | 1.0 | bearing holder welding |  |  | CCX
935 | 8 | 2 |  | CTAComponent | 5492809 | 1 | Release | Each | 1.0 | bearing holder 2 |  |  | CCX
936 | 8 | 3 |  | CTAComponent | 5492810 | 1 | Release | Each | 1.0 | bearing holder 3 |  |  | CCX
937 | 8 | 1 |  | CTAComponent | 5436660 | 1 | Release | Each | 1.0 | bear holder |  |  | CCX
938 | 7 | 3 |  | CTAAssembly | 5492811 | 1 | Release | Each | 1.0 | guide unit |  |  | CCX
939 | 8 | 3 |  | CTAComponent | 2000-M8-03 | 2 | Release | Each | 1.0 | Flat Washer, ISO7089, M8, Steel 200HV, Zinc Plated, RoHS Fastener | 11060-M8NWSFSTZ6/125ATP 20589-10948-03458 25114-2000-M8-03 | ANIXTER FASTENAL COMPANY TR FORMAC SHANGHAI PTE LTD | STM
940 | 8 | 4 |  | CTAComponent | 2203-M8-07 | 3 | Release | Each | 1.0 | Curved Lock Washer, DIN 128A, M8, Spring Steel, Zinc Plated, RoHS Fastener | 20589-10948-04153 11060-M8NLOCSTMZT/128A | FASTENAL COMPANY ANIXTER | STM
941 | 8 | 2 |  | CTAComponent | 5492812 | 1 | Release | Each | 1.0 | guide block |  |  | CCX
942 | 8 | 5 |  | CTAComponent | 3000-M8C-04 | 1 | Release | Each | 1.0 | Hexagon Nut, ISO4032, M8-1.25, Grade 8 Steel, Zinc Plated, RoHS Fastener | 20589-10948-03689 11060-M8CNFHSTZ6/934 | FASTENAL COMPANY ANIXTER | STM
943 | 8 | 1 |  | CTAComponent | 5445972 | 2 | Release | Each | 1.0 | Shaft |  |  | CCX
944 | 7 | 1 |  | CTAComponent | 5455605 | 1 | Release | Each | 1.0 | CAM FOLLOWER CF18BUU IKO |  |  | CCX
945 | 6 | 15 |  | CTAAssembly | 5457747 | 2 | Release | Each | 2.0 | bearing holder for top |  |  | CCX
946 | 7 | 1 |  | CTAComponent | 5456398 | 1 | Release | Each | 1.0 | bear support |  |  | CCX
947 | 7 | 4 |  | CTAComponent | 5438151 | 1 | Release | Each | 1.0 | CAM FOLLOWER CFE10BUUR IKO |  |  | CCX
948 | 7 | 3 |  | CTAComponent | 5438725 | 1 | Release | Each | 1.0 | CAM FOLLOWER IKO CF12BUUR |  |  | CCX
949 | 7 | 2 |  | CTAComponent | 1040-M5C008-27 | 2 | Release | Each | 2.0 | Hexagon Set Screw with Cup Point, M5-0.8, X8mm Long, Grade 45H Steel, Black Oxide RoHS Fastener | A0996-1032496 11060-M5C8KKCA1/916 20589-10948-04197 24140-M5/8/HSHTPC/BO1 | BOSSARD ANIXTER FASTENAL COMPANY TR FORMAC DIV OF TR FASTENINGS | STM
950 | 6 | 16 |  | CTAAssembly | 5447589 | 1 | Release | Each | 2.0 | front switch assembly I |  |  | CCX
951 | 7 | 1 |  | CTAComponent | 5445975 | 1 | Release | Each | 1.0 | switch support |  |  | CCX
952 | 7 | 4 |  | CTAComponent | 5436678 | 1 | Release | Each | 1.0 | MICRO SWITCH |  |  | HLE
953 | 7 | 5 |  | CTAComponent | 5445171 | 1 | Release | Each | 1.0 | thread hole board |  |  | CCX
954 | 7 | 3 |  | CTAComponent | 5453710 | 2 | Release | Each | 1.0 | MICRO SWITCH |  |  | HLE
955 | 7 | 2 |  | CTAComponent | 5442753 | 1 | Release | Each | 1.0 | insulation sheet |  |  | CCX
956 | 7 | 6 |  | CTAComponent | 5450421 | 1 | Release | Each | 1.0 | through hole board |  |  | CCX
957 | 6 | 18 |  | CTAAssembly | 5448395 | 1 | Release | Each | 1.0 | head switch assembly |  |  | CCX
958 | 7 | 2 |  | CTAComponent | 5459257 | 1 | Release | Each | 1.0 | thread hole plate |  |  | CCX
959 | 7 | 4 |  | CTAComponent | 5447590 | 1 | Release | Each | 1.0 | through hole plate |  |  | CCX
960 | 7 | 3 |  | CTAComponent | 5460819 | 1 | Release | Each | 1.0 | insulation piece |  |  | CCX
961 | 7 | 1 |  | CTAComponent | 5441937 | 1 | Release | Each | 1.0 | switch bracket |  |  | CCX
962 | 7 | 6 |  | CTAComponent | C1213-M4C030-14 | 1 | Release | Each | 2.0 | GB_T 9074.8，M4x30mm，Grade 4.8 Steel，Zinc finish，RoHS Fastener | 25114-M4/30/PPSTPS/TC1/GB9074.8 | TR FORMAC SHANGHAI PTE LTD | HLE
963 | 7 | 5 |  | CTAComponent | 5461564 | 2 | Release | Each | 1.0 | MICRO SWITCH |  |  | HLE
964 | 6 | 17 |  | CTAAssembly | 5453698 | 1 | Release | Each | 1.0 | front switch assembly II |  |  | CCX
965 | 7 | 2 |  | CTAComponent | 5442753 | 1 | Release | Each | 1.0 | insulation sheet |  |  | CCX
966 | 7 | 3 |  | CTAComponent | 5445171 | 1 | Release | Each | 1.0 | thread hole board |  |  | CCX
967 | 7 | 1 |  | CTAComponent | 5445975 | 1 | Release | Each | 1.0 | switch support |  |  | CCX
968 | 7 | 5 |  | CTAComponent | 5436678 | 1 | Release | Each | 1.0 | MICRO SWITCH |  |  | HLE
969 | 7 | 6 |  | CTAComponent | 5453710 | 2 | Release | Each | 1.0 | MICRO SWITCH |  |  | HLE
970 | 7 | 4 |  | CTAComponent | 5450421 | 1 | Release | Each | 1.0 | through hole board |  |  | CCX
971 | 6 | 19 |  | CTAAssembly | 5445976 | 1 | Release | Each | 1.0 | middle switch assembly |  |  | CCX
972 | 7 | 1 |  | CTAComponent | 5441937 | 1 | Release | Each | 1.0 | switch bracket |  |  | CCX
973 | 7 | 4 |  | CTAComponent | 5447590 | 1 | Release | Each | 1.0 | through hole plate |  |  | CCX
974 | 7 | 6 |  | CTAComponent | C1213-M4C030-14 | 1 | Release | Each | 2.0 | GB_T 9074.8，M4x30mm，Grade 4.8 Steel，Zinc finish，RoHS Fastener | 25114-M4/30/PPSTPS/TC1/GB9074.8 | TR FORMAC SHANGHAI PTE LTD | HLE
975 | 7 | 5 |  | CTAComponent | 5448409 | 2 | Release | Each | 1.0 | MICRO SWITCH |  |  | HLE
976 | 7 | 3 |  | CTAComponent | 5460819 | 1 | Release | Each | 1.0 | insulation piece |  |  | CCX
977 | 7 | 2 |  | CTAComponent | 5459257 | 1 | Release | Each | 1.0 | thread hole plate |  |  | CCX
978 | 6 | 20 |  | CTAAssembly | 5457745 | 1 | Release | Each | 1.0 | foot switch assembly |  |  | CCX
979 | 7 | 2 |  | CTAComponent | 5459257 | 1 | Release | Each | 1.0 | thread hole plate |  |  | CCX
980 | 7 | 3 |  | CTAComponent | 5460819 | 1 | Release | Each | 1.0 | insulation piece |  |  | CCX
981 | 7 | 1 |  | CTAComponent | 5441937 | 1 | Release | Each | 1.0 | switch bracket |  |  | CCX
982 | 7 | 5 |  | CTAComponent | 5461564 | 2 | Release | Each | 1.0 | MICRO SWITCH |  |  | HLE
983 | 7 | 6 |  | CTAComponent | C1213-M4C030-14 | 1 | Release | Each | 2.0 | GB_T 9074.8，M4x30mm，Grade 4.8 Steel，Zinc finish，RoHS Fastener | 25114-M4/30/PPSTPS/TC1/GB9074.8 | TR FORMAC SHANGHAI PTE LTD | HLE
984 | 7 | 4 |  | CTAComponent | 5447590 | 1 | Release | Each | 1.0 | through hole plate |  |  | CCX
985 | 6 | 25 |  | CTAAssembly | 5445974 | 1 | Release | Each | 1.0 | Bearing Support |  |  | CCX
986 | 7 | 2 |  | CTAComponent | 5437174 | 1 | Release | Each | 1.0 | bearing NSK 1305 |  |  | CCX
987 | 7 | 1 |  | CTAAssembly | 5450424 | 1 | Release | Each | 1.0 | Support Board welding |  |  | CCX
988 | 8 | 2 |  | CTAComponent | 5492788 | 1 | Release | Each | 1.0 | joint column |  |  | CCX
989 | 8 | 1 |  | CTAComponent | 5449187 | 1 | Release | Each | 1.0 | support board |  |  | CCX
990 | 6 | 22 |  | CTAAssembly | 5447591 | 1 | Release | Each | 1.0 | rear switch assembly |  |  | CCX
991 | 7 | 2 |  | CTAComponent | 5459257 | 1 | Release | Each | 1.0 | thread hole plate |  |  | CCX
992 | 7 | 1 |  | CTAComponent | 5443540 | 1 | Release | Each | 1.0 | rear switch bracket |  |  | CCX
993 | 7 | 7 |  | CTAComponent | C2106-M4-02 | 3 | Release | Each | 2.0 | Spring Lock Washer, M4, Zinc plated, Rohs Fastener | 24140-C2106-M4-02 | TR FORMAC DIV OF TR FASTENINGS | HLE
994 | 7 | 6 |  | CTAComponent | 5448409 | 2 | Release | Each | 2.0 | MICRO SWITCH |  |  | HLE
995 | 7 | 5 |  | CTAComponent | 2000-M4-03 | 3 | Release | Each | 2.0 | FLAT WASHER - NORMAL SERIES, ISO 7089, M4 CLASS 200H STEEL, ZINC PLATED RoHS FASTENER | 24140-M4/-/PWSTWA/TC1/DIN125 10487-2000-M4-03 A0996-BN 343 M4 CR6+FREE 24432-11103691 11060-M4NWSFSTZ6/125ATP | TR FORMAC DIV OF TR FASTENINGS OHTA BOSSARD FASTENAL ANIXTER | STM
996 | 7 | 4 |  | CTAComponent | 1000-M4C050-04 | 2 | Release | Each | 2.0 | Hexagon Socket Head Cap Screw, M4-0.7, X50mm Long, Grade 8.8 Steel, Zinc Plated, RoHS Fastener | 11060-M4C50KCSC9Z6/912 20589-10948-04273 24140-1000-M4C050-04 | ANIXTER FASTENAL COMPANY TR FORMAC DIV OF TR FASTENINGS | STM
997 | 7 | 3 |  | CTAComponent | 5460819 | 1 | Release | Each | 2.0 | insulation piece |  |  | CCX
998 | 6 | 21 |  | CTAAssembly | 5441113 | 1 | Release | Each | 1.0 | MSW fitting assembly |  |  | CCX
999 | 7 | 2 |  | CTAComponent | 5459257 | 1 | Release | Each | 2.0 | thread hole plate |  |  | CCX
1000 | 7 | 4 |  | CTAComponent | 5447590 | 1 | Release | Each | 2.0 | through hole plate |  |  | CCX
1001 | 7 | 3 |  | CTAComponent | 5460819 | 1 | Release | Each | 2.0 | insulation piece |  |  | CCX
1002 | 7 | 1 |  | CTAComponent | 5441938 | 1 | Release | Each | 2.0 | top switch bracket |  |  | CCX
1003 | 7 | 6 |  | CTAComponent | C1213-M4C030-14 | 1 | Release | Each | 4.0 | GB_T 9074.8，M4x30mm，Grade 4.8 Steel，Zinc finish，RoHS Fastener | 25114-M4/30/PPSTPS/TC1/GB9074.8 | TR FORMAC SHANGHAI PTE LTD | HLE
1004 | 7 | 5 |  | CTAComponent | 5448409 | 2 | Release | Each | 2.0 | MICRO SWITCH |  |  | HLE
1005 | 6 | 23 |  | CTAComponent | 5437175 | 1 | Release | Each | 1.0 | front switch cover |  |  | CCX
1006 | 6 | 24 |  | CTAAssembly | 5454529 | 1 | Release | Each | 1.0 | Driveing Unit of L Column Assembly |  |  | CCX
1007 | 7 | 1 |  | CTAComponent | T310-2199 | 0 | Release | Each | 1.0 | GEAR |  |  | HLE
1008 | 7 | 4 |  | CTAComponent | 1040-M5C012-27 | 1 | Release | Each | 4.0 | Hexagon Set Screw with Cup Point, M5-0.8, X12mm Long, Grade 45H Steel, Black Oxide RoHS Fastener | 11060-M5C12KKCA1/916 A0996-1032526 20589-10948-04199 | ANIXTER BOSSARD FASTENAL COMPANY | STM
1009 | 7 | 3 |  | CTAComponent | 5449186 | 1 | Release | Each | 1.0 | sprocket wheel of foot end |  |  | CCX
1010 | 7 | 2 |  | CTAComponent | 5443539 | 2 | Release | Each | 1.0 | V belt wheel |  |  | CCX
1011 | 6 | 30 |  | CTAComponent | 5452026 | 1 | Release | Each | 1.0 | Positionor swith actuator |  |  | CCX
1012 | 6 | 28 |  | CTAAssembly | 5444313 | 2 | Release | Each | 1.0 | Horizontal bearing foot limiter |  |  | CCX
1013 | 7 | 2 |  | CTAComponent | 5441344 | 1 | Release | Each | 1.0 | Bearing D35M16 |  |  | CCX
1014 | 7 | 1 |  | CTAComponent | 1040-M6C010-27 | 1 | Release | Each | 1.0 | Hexagon Set Screw with Cup Point, M6-1, X10mm Long, Grade 45H Steel, Black Oxide RoHS Fastener | 11060-M6C10KKCST/916 A0996-1032704 20589-10948-04201 | ANIXTER BOSSARD FASTENAL COMPANY | STM
1015 | 7 | 4 |  | CTAComponent | 5437397 | 1 | Release | Each | 1.0 | Horizontal bearing limiter bracket |  |  | CCX
1016 | 7 | 3 |  | CTAComponent | 5457964 | 1 | Release | Each | 1.0 | Eccentric bearing D35M16 |  |  | CCX
1017 | 6 | 27 |  | CTAComponent | 5456963 | 1 | Release | Each | 1.0 | rubber washer |  |  | CCX
1018 | 6 | 29 |  | CTAComponent | 5461549 | 2 | Release | Each | 1.0 | belt wheel |  |  | CCX
1019 | 6 | 26 |  | CTAAssembly | 5437170 | 2 | Release | Each | 1.0 | Horizontal bearing top limiter |  |  | CCX
1020 | 7 | 2 |  | CTAComponent | 5441344 | 1 | Release | Each | 1.0 | Bearing D35M16 |  |  | CCX
1021 | 7 | 3 |  | CTAComponent | 5457964 | 1 | Release | Each | 1.0 | Eccentric bearing D35M16 |  |  | CCX
1022 | 7 | 1 |  | CTAComponent | 1040-M6C010-27 | 1 | Release | Each | 1.0 | Hexagon Set Screw with Cup Point, M6-1, X10mm Long, Grade 45H Steel, Black Oxide RoHS Fastener | 11060-M6C10KKCST/916 A0996-1032704 20589-10948-04201 | ANIXTER BOSSARD FASTENAL COMPANY | STM
1023 | 7 | 4 |  | CTAComponent | 5437397 | 1 | Release | Each | 1.0 | Horizontal bearing limiter bracket |  |  | CCX
1024 | 6 | 32 |  | CTAComponent | 5462282 | 1 | Release | Each | 4.0 | CASTOR |  |  | CCX
1025 | 6 | 35 |  | CTAComponent | 1000-M12C025-04 | 2 | Release | Each | 2.0 | Hexagon Socket Head Cap Screw, M12-1.75, X25mm Long, Grade 8.8 Steel, Zinc Plated, RoHS Fastener | 20589-10948-03246 11060-M12C25KCSC9Z6/912 10487-1000-M12C025-04 | FASTENAL COMPANY ANIXTER OHTA | STM
1026 | 6 | 33 |  | CTAComponent | 5442752 | 1 | Release | Each | 1.0 | Chain_KANA |  |  | CCX
1027 | 6 | 34 |  | CTAComponent | 1000-M10C025-04 | 3 | Release | Each | 1.0 | Hexagon Socket Head Cap Screw, ISO 4762, M10-1.5, X25mm Long, Grade 8.8 Steel, Zinc Plated, RoHS Fastener | A0996-BN 4 M10-1.5 x 25mm CR6+ Free 20589-10948-04781 11060-M10C25KCSC9Z6/4762 10487-1000-M10C025-04 A0996-BN 4 M10 X 25mm CR6+ FREE | BOSSARD FASTENAL COMPANY ANIXTER OHTA BOSSARD | STM
1028 | 6 | 31 |  | CTAAssembly | 5492798 | 1 | Release | Each | 1.0 | rear switch I assembly |  |  | CCX
1029 | 7 | 1 |  | CTAComponent | 5492795 | 1 | Release | Each | 1.0 | rear switch bracket I |  |  | CCX
1030 | 7 | 3 |  | CTAComponent | 5448409 | 2 | Release | Each | 1.0 | MICRO SWITCH |  |  | HLE
1031 | 7 | 2 |  | CTAComponent | 5460819 | 1 | Release | Each | 1.0 | insulation piece |  |  | CCX
1032 | 7 | 4 |  | CTAComponent | 5459257 | 1 | Release | Each | 1.0 | thread hole plate |  |  | CCX
1033 | 7 | 5 |  | CTAComponent | 5447590 | 1 | Release | Each | 1.0 | through hole plate |  |  | CCX
1034 | 7 | 6 |  | CTAComponent | C1213-M4C030-14 | 1 | Release | Each | 2.0 | GB_T 9074.8，M4x30mm，Grade 4.8 Steel，Zinc finish，RoHS Fastener | 25114-M4/30/PPSTPS/TC1/GB9074.8 | TR FORMAC SHANGHAI PTE LTD | HLE
1035 | 6 | 36 |  | CTAComponent | 1000-M12C030-04 | 3 | Release | Each | 6.0 | Hexagon Socket Head Cap Screw, M12-1.75, X30mm Long, Grade 8.8 Steel, Zinc Plated, RoHS Fastener | 11060-M12C30KCSC9Z6/912 20589-10948-03247 24140-M12/30/HHSTBL/TC1D 10487-1000-M12C030-04 | ANIXTER FASTENAL COMPANY TR FORMAC DIV OF TR FASTENINGS OHTA | STM
1036 | 6 | 37 |  | CTAComponent | 1000-M12C040-04 | 2 | Release | Each | 4.0 | Hexagon Socket Head Cap Screw, M12-1.75, X40mm Long, Grade 8.8 Steel, Zinc Plated, RoHS Fastener | 11060-M12C40KCSC9Z6/912 20589-10948-03249 10487-1000-M12C040-04 | ANIXTER FASTENAL COMPANY OHTA | STM
1037 | 6 | 39 |  | CTAComponent | 1000-M14C040-04 | 5 | Release | Each | 2.0 | Hexagon Socket Head Cap Screw, ISO 4762, M14-2, X40mm Long, Grade 8.8 Steel, Zinc Plated, RoHS Fastener | 11060-M14C40KCSC9Z6/912 A0996-BN 4 M14 x 40mm CR6+FREE | ANIXTER BOSSARD | STM
1038 | 6 | 38 |  | CTAComponent | 1000-M12C070-04 | 2 | Release | Each | 2.0 | Hexagon Socket Head Cap Screw, M12-1.75, X70mm Long, Grade 8.8 Steel, Zinc Plated, RoHS Fastener | 11060-M12C70KCSC9Z6/912 20589-10948-03252 10487-1000-M12C070-04 | ANIXTER FASTENAL COMPANY OHTA | STM
1039 | 6 | 40 |  | CTAComponent | 1000-M12C050-04 | 2 | Release | Each | 2.0 | Hexagon Socket Head Cap Screw, M12-1.75, X50mm Long, Grade 8.8 Steel, Zinc Plated, RoHS Fastener | 20589-10948-03250 11060-M12C50KCSC9Z6/912 10487-1000-M12C050-04 | FASTENAL COMPANY ANIXTER OHTA | STM
1040 | 6 | 41 |  | CTAComponent | 1000-M5C012-04 | 5 | Release | Each | 4.0 | Hexagon Socket Head Cap Screw, M5-0.8, X12mm Long, Grade 8.8 Steel, Zinc Plated, RoHS Fastener | 11060-M5C12KCSC9Z6/912 10487-1000-M5C012-04 24140-M5/12/SOHTCS/TC1D/DIN912 20589-ZS2540012ZP0000 A0996-BN 3 M5x12mm CR6+FREE | ANIXTER OHTA TR FORMAC DIV OF TR FASTENINGS FASTENAL COMPANY BOSSARD | STM
1041 | 6 | 44 |  | CTAComponent | 1000-M8C020-04 | 2 | Release | Each | 4.0 | Hexagon Socket Head Cap Screw, M8-1.25, X20mm Long, Grade 8.8 Steel, Zinc Plated, RoHS Fastener | 11060-M8C20KCSC9Z6/912 20589-ZS2580020ZP0000 10487-1000-M8C020-04 | ANIXTER FASTENAL COMPANY OHTA | STM
1042 | 6 | 45 |  | CTAComponent | 1000-M8C030-04 | 3 | Release | Each | 6.0 | Hexagon Socket Head Cap Screw, M8-1.25, X30mm Long, Grade 8.8 Steel, Zinc Plated, RoHS Fastener | 11060-M8C30KCSC9Z6/912 20589-ZS2580030ZP0000 24140-M8/30/SOHTCS/TC1D/DIN912 10487-1000-M8C030-04 | ANIXTER FASTENAL COMPANY TR FORMAC DIV OF TR FASTENINGS OHTA | STM
1043 | 6 | 43 |  | CTAComponent | 1000-M6C025-04 | 5 | Release | Each | 4.0 | Hexagon Socket Head Cap Screw, M6-1, X25mm Long, Grade 8.8 Steel, Zinc Plated, RoHS Fastener | 11060-M6C25KCSC9Z6/912 10487-1000-M6C025-04 24140-M6/25/SOHTCS/TC1D/DIN912 20589-10948-03241 A0996-BN 3 M6x25mm CR6+FREE | ANIXTER OHTA TR FORMAC DIV OF TR FASTENINGS FASTENAL COMPANY BOSSARD | STM
1044 | 6 | 42 |  | CTAComponent | 1000-M6C016-04 | 4 | Release | Each | 1.0 | Hexagon Socket Head Cap Screw, M6-1, X16mm Long, Grade 8.8 Steel, Zinc Plated, RoHS Fastener | 20589-10948-03239 10487-1000-M6C016-04 24140-M6/16/SOHTCS/TC1D/DIN912 11060-M6C16KCSC9Z6/912 A0996-BN 4 M6 x 16mm CR6+FREE | FASTENAL COMPANY OHTA TR FORMAC DIV OF TR FASTENINGS ANIXTER BOSSARD | STM
1045 | 6 | 47 |  | CTAComponent | 1010-M4C006-14 | 2 | Release | Each | 16.0 | Phillips Flat Head Screw, ISO 7046, M4-0.7, X6mm Long, Grade 4.8 Steel, Zinc Plated, RoHS Fastener | 11060-M4C6MXFSTZ6/965A A0996-BN 388 M4-0.7 x 6mm CR6+FREE 12217-25030-109 | ANIXTER BOSSARD MIDWEST PRODUCTS & ENGINEERING | STM
1046 | 6 | 46 |  | CTAComponent | 1006-M8C025-04 | 2 | Release | Each | 4.0 | Hexagon Head Screw, ISO 4017, M8-1.25, X25mm Long, Grade 8.8 Steel, Zinc Plated, RoHS Fastener | 20589-10948-03862 11060-M8C25HCSC9Z6/933 A0996-BN 56 M8 x 25mm CR6+FREE 24140-M8/25/HHHTMC/TC1/GB5783 | FASTENAL COMPANY ANIXTER BOSSARD TR FORMAC DIV OF TR FASTENINGS | STM
1047 | 6 | 50 |  | CTAComponent | C1213-M4C012-14 | 1 | Release | Each | 49.0 | GB_T 9074.8，M4x12mm，Grade 4.8 Steel，Zinc finish，RoHS Fastener | 25114-M4/12/PPSTPS/TC1/GB9074.8 | TR FORMAC SHANGHAI PTE LTD | HLE
1048 | 6 | 48 |  | CTAComponent | C2106-M12-02 | 1 | Release | Each | 2.0 | GB_T 93，M12，Spring Steel，Zinc finish，RoHS Fastener | 25114-M12/-/SRSTWA/TC1/GB93 | TR FORMAC SHANGHAI PTE LTD | HLE
1049 | 6 | 49 |  | CTAComponent | 1040-M5C008-27 | 2 | Release | Each | 1.0 | Hexagon Set Screw with Cup Point, M5-0.8, X8mm Long, Grade 45H Steel, Black Oxide RoHS Fastener | A0996-1032496 11060-M5C8KKCA1/916 20589-10948-04197 24140-M5/8/HSHTPC/BO1 | BOSSARD ANIXTER FASTENAL COMPANY TR FORMAC DIV OF TR FASTENINGS | STM
1050 | 6 | 52 |  | CTAComponent | 2000-M12-03 | 1 | Release | Each | 12.0 | Flat Washer, ISO7089, M12, Steel 200HV, Zinc Plated, RoHS Fastener | 11060-M12NWSFSTZ6/125ATP 20589-10948-03460 | ANIXTER FASTENAL COMPANY | STM
1051 | 6 | 51 |  | CTAComponent | 2000-M10-03 | 2 | Release | Each | 1.0 | Flat Washer, ISO7089, M10, Steel 200HV, Zinc Plated, RoHS Fastener | 20589-10948-03459 11060-M10NWSFSTZ6/125ATP 10487-2000-M10-03 | FASTENAL COMPANY ANIXTER OHTA | STM
1052 | 6 | 56 |  | CTAComponent | 2000-M8-03 | 2 | Release | Each | 12.0 | Flat Washer, ISO7089, M8, Steel 200HV, Zinc Plated, RoHS Fastener | 11060-M8NWSFSTZ6/125ATP 20589-10948-03458 25114-2000-M8-03 | ANIXTER FASTENAL COMPANY TR FORMAC SHANGHAI PTE LTD | STM
1053 | 6 | 54 |  | CTAComponent | 2000-M5-03 | 5 | Release | Each | 4.0 | Flat Washer, ISO7089, M5, Steel 200HV, Zinc Plated, RoHS Fastener | A0996-BN343-M5 CR3 11060-M5NWSFSTZ6/125ATP 20589-10948-03456 24140-M5/-/PWSTWA/TC1/DIN125 10487-7130111-5 | BOSSARD ANIXTER FASTENAL COMPANY TR FORMAC DIV OF TR FASTENINGS OHTA | STM
1054 | 6 | 55 |  | CTAComponent | 2000-M6-03 | 3 | Release | Each | 1.0 | Flat Washer, ISO7089, M6, Steel 200HV, Zinc Plated, RoHS Fastener | 20589-10948-03457 10487-2000-M6-03 11060-M6NWSFSTZ6/125ATP 24140-M6/-/PWSTWA/TC1/DIN125 | FASTENAL COMPANY OHTA ANIXTER TR FORMAC DIV OF TR FASTENINGS | STM
1055 | 6 | 53 |  | CTAComponent | 2000-M14-03 | 1 | Release | Each | 2.0 | Flat Washer, ISO7089, M14, Steel 200HV, Zinc Plated, RoHS Fastener | 11060-M14NWSFSTZ6/125ATH 20589-10948-04410 | ANIXTER FASTENAL COMPANY | STM
1056 | 6 | 57 |  | CTAComponent | 2203-M10-07 | 2 | Release | Each | 1.0 | Curved Lock Washer, DIN 128A, M10, Spring Steel, Zinc Plated, RoHS Fastener | 20589-10948-04154 11060-M10NLOCSTZ6/128A | FASTENAL COMPANY ANIXTER | STM
1057 | 6 | 60 |  | CTAComponent | 2106-M5-14 | 1 | Release | Each | 4.0 | Spring Lock Washer with Flat Ends JIS B1251, M5, Spring Stainless Steel, Rohs Fastener | 24140-2106-M5-14 | TR FORMAC DIV OF TR FASTENINGS | STM
1058 | 6 | 59 |  | CTAComponent | 2203-M14-07 | 2 | Release | Each | 2.0 | Curved Lock Washer, DIN 128A, M14, Spring Steel, Zinc Plated, RoHS Fastener | 20589-10948-04414 11060-M14NLOCSTZ6/128A | FASTENAL COMPANY ANIXTER | STM
1059 | 6 | 61 |  | CTAComponent | 2203-M6-07 | 5 | Release | Each | 5.0 | Curved Lock Washer, DIN 128A, M6, Spring Steel, Zinc Plated, RoHS Fastener | 11060-M6NLOCSTZ6/128A A0996-BN 770 M6 CR6+FREE 24140-M6/-/SSSTWA/TC1D/DIN128A 20589-10948-04152 | ANIXTER BOSSARD TR FORMAC DIV OF TR FASTENINGS FASTENAL COMPANY | STM
1060 | 6 | 58 |  | CTAComponent | 2203-M12-07 | 3 | Release | Each | 12.0 | Curved Lock Washer, DIN 128A, M12, Spring Steel, Zinc Plated, RoHS Fastener | 20589-10948-04155 11060-M12NLOCSTMZT/128A | FASTENAL COMPANY ANIXTER | STM
1061 | 6 | 63 |  | CTAComponent | 3000-M12C-04 | 3 | Release | Each | 2.0 | Hexagon Nut, ISO4032, M12-1.75, Grade 8 Steel, Zinc Plated, RoHS Fastener | 20589-10948-03691 11060-M12CNFHC7Z6/4032 | FASTENAL COMPANY ANIXTER | STM
1062 | 6 | 62 |  | CTAComponent | 2203-M8-07 | 3 | Release | Each | 8.0 | Curved Lock Washer, DIN 128A, M8, Spring Steel, Zinc Plated, RoHS Fastener | 20589-10948-04153 11060-M8NLOCSTMZT/128A | FASTENAL COMPANY ANIXTER | STM
1063 | 6 | 67 |  | CTAComponent | 5440269 | 1 | Release | Each | 1.0 | Rubber Protector |  |  | HLE
1064 | 6 | 68 |  | CTAComponent | 5440286 | 2 | Release | Each | 2.0 | terminal board |  |  | CCX
1065 | 6 | 65 |  | CTAComponent | 4001-M5L020-30 | 2 | Release | Each | 8.0 | Spring Pin, ISO 8752, 5mm Diameter X 20mm Long, Stainless Steel, RoHS Fastener | 11060-M5R20PRPSJ/1481 A0996-BN 337 M5 x 20mm CR6 + Free 20589-O131809 | ANIXTER BOSSARD FASTENAL COMPANY | STM
1066 | 6 | 64 |  | CTAComponent | 3000-M8C-04 | 1 | Release | Each | 6.0 | Hexagon Nut, ISO4032, M8-1.25, Grade 8 Steel, Zinc Plated, RoHS Fastener | 20589-10948-03689 11060-M8CNFHSTZ6/934 | FASTENAL COMPANY ANIXTER | STM
1067 | 6 | 66 |  | CTAComponent | 5492776 | 2 | Release | Each | 4.0 | wedge anchor |  |  | CCX
1068 | 6 | 70 |  | CTAComponent | 5445416-3 | 1 | Release | Each | 1.0 | AVID PRODUCTS STEEL P-CLAMP or R-clamp DIA7.9, WIDE9.7,19243 SCP-5-323-203 |  |  | HLE
1069 | 6 | 69 |  | CTAComponent | 5445416-2 | 1 | Release | Each | 1.0 | AVID PRODUCTS STEEL P-CLAMP or R-clamp DIA6.4, WIDE9.7, 19243-SCP-4-323-203 |  |  | HLE
1070 | 6 | 75 |  | CTAComponent | 5457946 | 1 | Release | Each | 16.0 | RICHCO FTH-7A1-RT FLAT TIE HOLDER 25.4x25.4x7.1mm, ACCOMODATES 5x2mm |  |  | HLE
1071 | 6 | 73 |  | CTAComponent | 5456441 | 1 | Release | Each | 2.0 | KANG YANG nylon Cable Clamp P-Clamp CC-1S width9.2mm, bolt hole5.4mm, Dia3.2mm |  |  | HLE
1072 | 6 | 74 |  | CTAComponent | 5456441-1 | 1 | Release | Each | 6.0 | KANG YANG nylon Cable Clamp P-Clamp CC-3 width9.3mm,bolt hole5mm,Dia6.2mm |  |  | HLE
1073 | 6 | 72 |  | CTAComponent | 5451206 | 2 | Release | Each | 1.0 | 750W Motor |  |  | HLE
1074 | 6 | 71 |  | CTAComponent | 5445973 | 1 | Release | Each | 2.0 | MITSUBOSHI M-31 |  |  | HLE
1075 | 6 | 81 |  | CTAComponent | 1000-M8C030-07 | 2 | Release | Each | 8.0 | Hexagon Socket Head Cap Screw, M8-1.25, X30mm Long, Grade12.9 Steel, Black Oxide, RoHS Fastener | A0996-1008013 20589-39589 11060-M8C30KCSC4/912 | BOSSARD FASTENAL COMPANY ANIXTER | STM
1076 | 6 | 78 |  | CTAComponent | 5492775 | 1 | Release | Each | 2.0 | baffle pipe |  |  | CCX
1077 | 6 | 79 |  | CTAComponent | 5492779 | 1 | Release | Each | 2.0 | press sheet |  |  | CCX
1078 | 6 | 76 |  | CTAComponent | 5455376 | 1 | Release | Each | 1.0 | Circlip for shaft-GB894.1-86 25 Series Fastener Drawing RoHS Compliant |  |  | CCX
1079 | 6 | 82 |  | CTAComponent | 2001-M6-03 | 2 | Release | Each | 4.0 | Large Flat Washer, ISO7093, M6, Steel 200HV, Zinc Plated, RoHS Fastener | 11060-M6NWFESTZ6/9021TH 20589-10948-03486 24140-M6/-/PWSTWA/TC1/ISO7093 | ANIXTER FASTENAL COMPANY TR FORMAC DIV OF TR FASTENINGS | STM
1080 | 6 | 77 |  | CTAComponent | C2106-M8-80 | 1 | Release | Each | 12.0 | GB_T 93，M8，Spring Steel，Black Oxide finish，RoHS Fastener | 25114-M8/-/SRSTWA/BO/GB93 | TR FORMAC SHANGHAI PTE LTD | HLE
1081 | 6 | 80 |  | CTAComponent | 5492781 | 1 | Release | Each | 1.0 | washer sheet |  |  | CCX
1082 | 5 | 23 |  | CTAComponent | 1000-M8C016-04 | 3 | Release | Each | 4.0 | Hexagon Socket Head Cap Screw, M8-1.25, X16mm Long, Grade 8.8 Steel, Zinc Plated, RoHS Fastener | 11060-M8C16KCSC9Z6/912 20589-10948-04703 24140-M8/16/SOHTCS/TC1D/DIN912 10487-1000-M8C016-04 | ANIXTER FASTENAL COMPANY TR FORMAC DIV OF TR FASTENINGS OHTA | STM
1083 | 5 | 14 |  | CTAComponent | 5449644 | 3 | Release | Each | 1.0 | Foot_down Cover |  |  | CCX
1084 | 5 | 15 |  | CTAComponent | 5446769 | 1 | Release | Each | 1.0 | Chain Cover |  |  | HLE
1085 | 5 | 17 |  | CTAAssembly | 5452890 | 4 | Release | Each | 1.0 | Table top assembly |  |  | CCX
1086 | 6 | 4 |  | CTAAssembly | 5447602 | 2 | Release | Each | 1.0 | Front AL profile assembly |  |  | CCX
1087 | 7 | 1 |  | CTAComponent | 5442990 | 1 | Release | Each | 1.0 | Front protect plate fixing plate |  |  | CCX
1088 | 7 | 4 |  | CTAComponent | 1010-M4C010-14 | 2 | Release | Each | 10.0 | Phillips Flat Head Screw, ISO 7046, M4-0.7, X10mm Long, Grade 4.8 Steel, Zinc Plated, RoHS Fastener | 20589-10948-03508 11060-M4C10MXFSTZ6/965A 24140-M4/10/KPSTMC/TC1/DIN965 | FASTENAL COMPANY ANIXTER TR FORMAC DIV OF TR FASTENINGS | STM
1089 | 7 | 3 |  | CTAComponent | 5452276 | 1 | Release | Each | 1.0 | Front AL profile |  |  | CCX
1090 | 7 | 2 |  | CTAComponent | 5441358 | 1 | Release | Each | 1.0 | Front polythene protecting plate |  |  | CCX
1091 | 6 | 6 |  | CTAAssembly | 5449395 | 1 | Release | Each | 1.0 | Table top driving rack assembly |  |  | CCX
1092 | 7 | 2 |  | CTAComponent | 5436899 | 1 | Release | Each | 1.0 | Table top driving rack |  |  | CCX
1093 | 7 | 3 |  | CTAComponent | 1000-M4C010-04 | 5 | Release | Each | 2.0 | Hexagon Socket Head Cap Screw, ISO 4762, M4-0.7, X10mm Long, Grade 8.8 Steel, Zinc Plated, RoHS Fastener | 11060-M4C10KCSC9Z6/912 10487-1000-M4C010-04 20589-10948-03231 24140-M4/10/SOHTCS/TC1D/DIN912 A0996-BN 4 M4 X 10mm CR6+FREE | ANIXTER OHTA FASTENAL COMPANY TR FORMAC DIV OF TR FASTENINGS BOSSARD | STM
1094 | 7 | 1 |  | CTAComponent | 5446209 | 1 | Release | Each | 1.0 | Table top driving rack fix plate |  |  | CCX
1095 | 6 | 7 |  | CTAComponent | 5438955 | 1 | Release | Each | 1.0 | Travel switch plate |  |  | CCX
1096 | 6 | 3 |  | CTAAssembly | 5453709 | 2 | Release | Each | 1.0 | Rear AL profile assembly |  |  | CCX
1097 | 7 | 1 |  | CTAComponent | 5438182 | 1 | Release | Each | 1.0 | Rear AL profile |  |  | CCX
1098 | 7 | 4 |  | CTAComponent | 5461779 | 1 | Release | Each | 1.0 | Rear protect plate fixing plate |  |  | CCX
1099 | 7 | 6 |  | CTAComponent | 1010-M4C012-14 | 2 | Release | Each | 9.0 | Phillips Flat Head Screw, ISO 7046, M4-0.7, X12mm Long, Grade 4.8 Steel, Zinc Plated, RoHS Fastener | 11060-M4C12MXFSTZ6/965A 20589-10948-03509 24140-M4/12/KPSTMC/TC1/DIN965 | ANIXTER FASTENAL COMPANY TR FORMAC DIV OF TR FASTENINGS | STM
1100 | 7 | 5 |  | CTAComponent | 1010-M4C008-14 | 1 | Release | Each | 7.0 | Phillips Flat Head Screw, ISO 7046, M4-0.7, X8mm Long, Grade 4.8 Steel, Zinc Plated, RoHS Fastener | 20589-10948-03507 11060-M4C8MXFSTZ6/965A | FASTENAL COMPANY ANIXTER | STM
1101 | 7 | 3 |  | CTAComponent | 5439747 | 1 | Release | Each | 1.0 | Rear polythene protecting plate |  |  | CCX
1102 | 7 | 2 |  | CTAAssembly | 5497426 | 1 | Release | Each | 1.0 | Protect plate support bracket |  |  | CCX
1103 | 8 | 2 |  | CTAComponent | 5450653 | 1 | Release | Each | 1.0 | Protect plate thicken plate |  |  | CCX
1104 | 8 | 1 |  | CTAComponent | 5497427 | 1 | Release | Each | 1.0 | Protect plate |  |  | CCX
1105 | 6 | 1 |  | CTAAssembly | 5453708 | 1 | Release | Each | 1.0 | Tabletop main frame assembly |  |  | CCX
1106 | 7 | 2 |  | CTAAssembly | 5461778 | 1 | Release | Each | 1.0 | Right support beam assembly |  |  | CCX
1107 | 8 | 2 |  | CTAComponent | 5441359 | 1 | Release | Each | 1.0 | Right beam extend plate |  |  | CCX
1108 | 8 | 3 |  | CTAAssembly | 5450654 | 1 | Release | Each | 1.0 | Driving rack fix bracket |  |  | CCX
1109 | 9 | 2 |  | CTAComponent | 5497436 | 1 | Release | Each | 1.0 | Right side plate |  |  | CCX
1110 | 9 | 3 |  | CTAComponent | 5497437 | 1 | Release | Each | 1.0 | Left side plate |  |  | CCX
1111 | 9 | 1 |  | CTAComponent | 5497435 | 1 | Release | Each | 1.0 | U shape plate |  |  | CCX
1112 | 8 | 1 |  | CTAComponent | 5461780 | 1 | Release | Each | 1.0 | Right support beam main frame |  |  | CCX
1113 | 8 | 5 |  | CTAComponent | 5451435 | 1 | Release | Each | 1.0 | Right beam rail support plate |  |  | CCX
1114 | 8 | 6 |  | CTAComponent | 5461027 | 1 | Release | Each | 2.0 | M5x16L machine pressure riveting screw |  |  | CCX
1115 | 8 | 4 |  | CTAComponent | 5439748 | 1 | Release | Each | 1.0 | Right beam top plate |  |  | CCX
1116 | 7 | 3 |  | CTAAssembly | 5445408 | 1 | Release | Each | 1.0 | Left support beam assembly |  |  | CCX
1117 | 8 | 2 |  | CTAComponent | 5442182 | 1 | Release | Each | 1.0 | Left beam front cover plate |  |  | CCX
1118 | 8 | 4 |  | CTAComponent | 5440511 | 1 | Release | Each | 1.0 | Left beam rear cover plate |  |  | CCX
1119 | 8 | 3 |  | CTAComponent | 5453105 | 1 | Release | Each | 1.0 | Left beam right cover |  |  | CCX
1120 | 8 | 1 |  | CTAComponent | 5446210 | 1 | Release | Each | 1.0 | Left beam main frame |  |  | CCX
1121 | 7 | 1 |  | CTAComponent | 5439746 | 1 | Release | Each | 2.0 | Front support beam |  |  | CCX
1122 | 7 | 5 |  | CTAComponent | 5449396 | 1 | Release | Each | 1.0 | Left beam support plate |  |  | CCX
1123 | 7 | 6 |  | CTAComponent | 5444567 | 1 | Release | Each | 1.0 | Left beam rail |  |  | CCX
1124 | 7 | 4 |  | CTAComponent | 5457975 | 1 | Release | Each | 2.0 | Carbon fiber board support plate |  |  | CCX
1125 | 7 | 7 |  | CTAComponent | 1000-M5C016-04 | 5 | Release | Each | 6.0 | Hexagon Socket Head Cap Screw, M5-0.8, X16mm Long, Grade 8.8 Steel, Zinc Plated, RoHS Fastener | 11060-M5C16KCSC9Z6/912 24140-M5/16/SOHTCS/TC1D/DIN912 10487-1000-M5C016-04 20589-ZS2540016ZP0000 A0996-BN 4 M5 x 16mm CR6+FREE | ANIXTER TR FORMAC DIV OF TR FASTENINGS OHTA FASTENAL COMPANY BOSSARD | STM
1126 | 7 | 8 |  | CTAComponent | 2106-M5-14 | 1 | Release | Each | 6.0 | Spring Lock Washer with Flat Ends JIS B1251, M5, Spring Stainless Steel, Rohs Fastener | 24140-2106-M5-14 | TR FORMAC DIV OF TR FASTENINGS | STM
1127 | 6 | 8 |  | CTAComponent | 5491722 | 1 | Release | Each | 1.0 | linear guide right protect plate |  |  | CCX
1128 | 6 | 2 |  | CTAComponent | 5460826 | 1 | Release | Each | 1.0 | Carbon fiber board |  |  | CCX
1129 | 6 | 12 |  | CTAComponent | 1000-M5C016-04 | 5 | Release | Each | 4.0 | Hexagon Socket Head Cap Screw, M5-0.8, X16mm Long, Grade 8.8 Steel, Zinc Plated, RoHS Fastener | 11060-M5C16KCSC9Z6/912 24140-M5/16/SOHTCS/TC1D/DIN912 10487-1000-M5C016-04 20589-ZS2540016ZP0000 A0996-BN 4 M5 x 16mm CR6+FREE | ANIXTER TR FORMAC DIV OF TR FASTENINGS OHTA FASTENAL COMPANY BOSSARD | STM
1130 | 6 | 13 |  | CTAComponent | 2000-M5-02 | 3 | Release | Each | 6.0 | Flat Washer, ISO7089, M5, Steel 140HV, Zinc Plated, RoHS Fastener | 11060-M5NWSFSTZ6/125A A0996-BN715 M5 CR6 Free 24140-M5/-/PWSTWA/TC1 20589-10948-03440 | ANIXTER BOSSARD TR FORMAC DIV OF TR FASTENINGS FASTENAL COMPANY | STM
1131 | 6 | 16 |  | CTAComponent | 1010-M4C012-14 | 2 | Release | Each | 15.0 | Phillips Flat Head Screw, ISO 7046, M4-0.7, X12mm Long, Grade 4.8 Steel, Zinc Plated, RoHS Fastener | 11060-M4C12MXFSTZ6/965A 20589-10948-03509 24140-M4/12/KPSTMC/TC1/DIN965 | ANIXTER FASTENAL COMPANY TR FORMAC DIV OF TR FASTENINGS | STM
1132 | 6 | 17 |  | CTAComponent | 1010-M4C008-14 | 1 | Release | Each | 6.0 | Phillips Flat Head Screw, ISO 7046, M4-0.7, X8mm Long, Grade 4.8 Steel, Zinc Plated, RoHS Fastener | 20589-10948-03507 11060-M4C8MXFSTZ6/965A | FASTENAL COMPANY ANIXTER | STM
1133 | 6 | 9 |  | CTAComponent | 1000-M8C025-04 | 3 | Release | Each | 8.0 | Hexagon Socket Head Cap Screw, M8-1.25, X25mm Long, Grade 8.8 Steel, Zinc Plated, RoHS Fastener | 11060-M8C25KCSC9Z6/912 20589-ZS2580025ZP0000 24140-M8/25/SOHTCS/TC1D/DIN912 10487-1000-M8C025-04 | ANIXTER FASTENAL COMPANY TR FORMAC DIV OF TR FASTENINGS OHTA | STM
1134 | 6 | 15 |  | CTAComponent | 3000-M5C-04 | 4 | Release | Each | 2.0 | Hexagon Nut, ISO4032, M5-0.8, Grade 8 Steel, Zinc Plated, RoHS Fastener | 20589-10948-03687 A0996-BN117 M5 CR6+FREE 24140-M5/-/HFH8-/TC1D/DIN934 11060-M5CNFHSTZ6/934 | FASTENAL COMPANY BOSSARD TR FORMAC DIV OF TR FASTENINGS ANIXTER | STM
1135 | 6 | 19 |  | CTAComponent | 5491724 | 1 | Release | Each | 1.0 | linear guide left protect plate |  |  | CCX
1136 | 6 | 14 |  | CTAComponent | 2106-M5-05 | 1 | Release | Each | 6.0 | SPRING LOCK WASHER WITH FLAT ENDS, JIS B 1251, M5 STEEL, ZINC PLATED RoHS FASTENER | A0996-BN 760 M5 CR6+FREE 24432-10948-06353 24140-M5/SPSTWA/TC1D/JIS B1251 | BOSSARD FASTENAL TR FORMAC DIV OF TR FASTENINGS | STM
1137 | 6 | 10 |  | CTAComponent | 2000-M8-02 | 2 | Release | Each | 8.0 | Flat Washer, ISO7089, M8, Steel 140HV, Zinc Plated, RoHS Fastener | 20589-10948-03442 11060-M8NWSFSTZ6/125A A0996-BN715 M8 CR6 Free 24140-M8/-/PWSTWA/TC1 | FASTENAL COMPANY ANIXTER BOSSARD TR FORMAC DIV OF TR FASTENINGS | STM
1138 | 6 | 11 |  | CTAComponent | C2106-M8-80 | 1 | Release | Each | 8.0 | GB_T 93，M8，Spring Steel，Black Oxide finish，RoHS Fastener | 25114-M8/-/SRSTWA/BO/GB93 | TR FORMAC SHANGHAI PTE LTD | HLE
1139 | 6 | 18 |  | CTAComponent | 5492900 | 1 | Release | Each | 24.0 | M4-12L_GB822 |  |  | CCX
1140 | 5 | 18 |  | CTAAssembly | 5457759 | 6 | Release | Each | 1.0 | Tube column assembly |  |  | CCX
1141 | 6 | 1 |  | CTAAssembly | 5460017 | 1 | Release | Each | 1.0 | Column ASM |  |  | CCX
1142 | 7 | 2 |  | CTAComponent | 5440476 | 1 | Release | Each | 1.0 | Rack |  |  | CCX
1143 | 7 | 3 |  | CTAComponent | 5458681 | 1 | Release | Each | 4.0 | Nut column A |  |  | CCX
1144 | 7 | 1 |  | CTAAssembly | 5450622 | 1 | Release | Each | 1.0 | Column |  |  | CCX
1145 | 8 | 2 |  | CTAComponent | 5458680 | 1 | Release | Each | 1.0 | Back plate |  |  | CCX
1146 | 8 | 4 |  | CTAComponent | 5442944 | 1 | Release | Each | 1.0 | Reinforce plate A |  |  | CCX
1147 | 8 | 3 |  | CTAComponent | 5462454 | 1 | Release | Each | 1.0 | Baseplate |  |  | CCX
1148 | 8 | 1 |  | CTAComponent | 5460984 | 1 | Release | Each | 1.0 | U plate |  |  | CCX
1149 | 8 | 10 |  | CTAComponent | 5461743 | 1 | Release | Each | 2.0 | Steel rod |  |  | CCX
1150 | 8 | 9 |  | CTAComponent | 5453068 | 1 | Release | Each | 1.0 | Plate |  |  | CCX
1151 | 8 | 6 |  | CTAComponent | 5443728 | 1 | Release | Each | 1.0 | Reinforce plate C |  |  | CCX
1152 | 8 | 8 |  | CTAComponent | 5449358 | 1 | Release | Each | 1.0 | Reinforce plate E |  |  | CCX
1153 | 8 | 7 |  | CTAComponent | 5457928 | 1 | Release | Each | 1.0 | Reinforce plate D |  |  | CCX
1154 | 8 | 5 |  | CTAComponent | 5440475 | 1 | Release | Each | 1.0 | Reinforce plate B |  |  | CCX
1155 | 8 | 12 |  | CTAComponent | 5494238 | 1 | Release | Each | 2.0 | Limited block |  |  | CCX
1156 | 8 | 13 |  | CTAComponent | 1000-M4C008-04 | 6 | Release | Each | 2.0 | Hexagon Socket Head Cap Screw, ISO 4762, M4-0.7, X8mm Long, Grade 8.8 Steel, Zinc Plated, RoHS Fastener | 20589-10948-03230 11060-M4C8KCSC9Z6/912 10487-1000-M4C008-04 A0996-BN 4 M4 X 8mm CR6+FRE 24140-M4/8/SOHTCS/TC1D/ISO4762 | FASTENAL COMPANY ANIXTER OHTA BOSSARD TR FORMAC DIV OF TR FASTENINGS | STM
1157 | 8 | 11 |  | CTAComponent | 5494237 | 1 | Release | Each | 8.0 | Reinforce column |  |  | CCX
1158 | 7 | 6 |  | CTAComponent | 1000-M5C016-04 | 5 | Release | Each | 30.0 | Hexagon Socket Head Cap Screw, M5-0.8, X16mm Long, Grade 8.8 Steel, Zinc Plated, RoHS Fastener | 11060-M5C16KCSC9Z6/912 24140-M5/16/SOHTCS/TC1D/DIN912 10487-1000-M5C016-04 20589-ZS2540016ZP0000 A0996-BN 4 M5 x 16mm CR6+FREE | ANIXTER TR FORMAC DIV OF TR FASTENINGS OHTA FASTENAL COMPANY BOSSARD | STM
1159 | 7 | 5 |  | CTAComponent | 5454546 | 1 | Release | Each | 2.0 | Linear Guides |  |  | CCX
1160 | 7 | 9 |  | CTAComponent | 2106-M5-14 | 1 | Release | Each | 34.0 | Spring Lock Washer with Flat Ends JIS B1251, M5, Spring Stainless Steel, Rohs Fastener | 24140-2106-M5-14 | TR FORMAC DIV OF TR FASTENINGS | STM
1161 | 7 | 10 |  | CTAComponent | C2106-M6-02 | 3 | Release | Each | 6.0 | Spring Lock Washer, M6, Zinc plated, Rohs Fastener | 24140-C2106-M6-02 | TR FORMAC DIV OF TR FASTENINGS | HLE
1162 | 7 | 8 |  | CTAComponent | 2000-M5-03 | 5 | Release | Each | 4.0 | Flat Washer, ISO7089, M5, Steel 200HV, Zinc Plated, RoHS Fastener | A0996-BN343-M5 CR3 11060-M5NWSFSTZ6/125ATP 20589-10948-03456 24140-M5/-/PWSTWA/TC1/DIN125 10487-7130111-5 | BOSSARD ANIXTER FASTENAL COMPANY TR FORMAC DIV OF TR FASTENINGS OHTA | STM
1163 | 7 | 7 |  | CTAComponent | 1000-M6C016-04 | 4 | Release | Each | 6.0 | Hexagon Socket Head Cap Screw, M6-1, X16mm Long, Grade 8.8 Steel, Zinc Plated, RoHS Fastener | 20589-10948-03239 10487-1000-M6C016-04 24140-M6/16/SOHTCS/TC1D/DIN912 11060-M6C16KCSC9Z6/912 A0996-BN 4 M6 x 16mm CR6+FREE | FASTENAL COMPANY OHTA TR FORMAC DIV OF TR FASTENINGS ANIXTER BOSSARD | STM
1164 | 7 | 11 |  | CTAComponent | 3000-M5C-04 | 4 | Release | Each | 4.0 | Hexagon Nut, ISO4032, M5-0.8, Grade 8 Steel, Zinc Plated, RoHS Fastener | 20589-10948-03687 A0996-BN117 M5 CR6+FREE 24140-M5/-/HFH8-/TC1D/DIN934 11060-M5CNFHSTZ6/934 | FASTENAL COMPANY BOSSARD TR FORMAC DIV OF TR FASTENINGS ANIXTER | STM
1165 | 7 | 4 |  | CTAComponent | 5181222 | 2 | Release | Each | 2.0 | Close cover |  |  | HLE
1166 | 6 | 4 |  | CTAAssembly | 5452892 | 1 | Release | Each | 1.0 | Column movement motor ASM |  |  | CCX
1167 | 7 | 2 |  | CTAComponent | 5445994 | 1 | Release | Each | 1.0 | Motor mounting plate |  |  | CCX
1168 | 7 | 1 |  | CTAComponent | 5437963 | 1 | Release | Each | 1.0 | Drive gear |  |  | CCX
1169 | 7 | 5 |  | CTAComponent | 5436857 | 1 | Release | Each | 1.0 | Potentiometer gear B |  |  | CCX
1170 | 7 | 4 |  | CTAComponent | 5461746 | 1 | Release | Each | 1.0 | Potentiometer gear A |  |  | CCX
1171 | 7 | 3 |  | CTAComponent | 5441131 | 1 | Release | Each | 1.0 | Potentiometer mounting plate |  |  | CCX
1172 | 7 | 8 |  | CTAComponent | 1000-M4C008-04 | 6 | Release | Each | 6.0 | Hexagon Socket Head Cap Screw, ISO 4762, M4-0.7, X8mm Long, Grade 8.8 Steel, Zinc Plated, RoHS Fastener | 20589-10948-03230 11060-M4C8KCSC9Z6/912 10487-1000-M4C008-04 A0996-BN 4 M4 X 8mm CR6+FRE 24140-M4/8/SOHTCS/TC1D/ISO4762 | FASTENAL COMPANY ANIXTER OHTA BOSSARD TR FORMAC DIV OF TR FASTENINGS | STM
1173 | 7 | 7 |  | CTAComponent | 5457710 | 1 | Release | Each | 1.0 | Table column SID potentiometer and cable |  |  | HLE
1174 | 7 | 6 |  | CTAComponent | 5446779 | 1 | Release | Each | 1.0 | Column movement motor and gear box assembly |  |  | HLE
1175 | 7 | 11 |  | CTAComponent | 2000-M6-03 | 3 | Release | Each | 8.0 | Flat Washer, ISO7089, M6, Steel 200HV, Zinc Plated, RoHS Fastener | 20589-10948-03457 10487-2000-M6-03 11060-M6NWSFSTZ6/125ATP 24140-M6/-/PWSTWA/TC1/DIN125 | FASTENAL COMPANY OHTA ANIXTER TR FORMAC DIV OF TR FASTENINGS | STM
1176 | 7 | 10 |  | CTAComponent | 1003-M6C016-22 | 2 | Release | Each | 4.0 | Hexagon Socket Button Head Screw, M6-1, X16mm Long, Grade10.9 Steel, Black Oxide, RoHS Fastener | 11060-M6C16KBCC2/7380 A0996-1020749 20589-10948-03335 | ANIXTER BOSSARD FASTENAL COMPANY | STM
1177 | 7 | 9 |  | CTAComponent | 1000-M6C016-04 | 4 | Release | Each | 4.0 | Hexagon Socket Head Cap Screw, M6-1, X16mm Long, Grade 8.8 Steel, Zinc Plated, RoHS Fastener | 20589-10948-03239 10487-1000-M6C016-04 24140-M6/16/SOHTCS/TC1D/DIN912 11060-M6C16KCSC9Z6/912 A0996-BN 4 M6 x 16mm CR6+FREE | FASTENAL COMPANY OHTA TR FORMAC DIV OF TR FASTENINGS ANIXTER BOSSARD | STM
1178 | 7 | 12 |  | CTAComponent | C2106-M6-02 | 3 | Release | Each | 8.0 | Spring Lock Washer, M6, Zinc plated, Rohs Fastener | 24140-C2106-M6-02 | TR FORMAC DIV OF TR FASTENINGS | HLE
1179 | 6 | 6 |  | CTAAssembly | 5456207 | 1 | Release | Each | 1.0 | Motor driver ASM |  |  | CCX
1180 | 7 | 3 |  | CTAComponent | 1000-M3C006-04 | 5 | Release | Each | 4.0 | Hexagon Socket Head Cap Screw, ISO 4762, M3-0.5, X6mm Long, Grade 8.8 Steel, Zinc Plated, RoHS Fastener | 20589-10948-03224 10487-1000-M3C006-04 24140-M3/6/SOHTCS/TC1D/DIN912 11060-M3C6KCSC9Z6/912 A0996-BN 4 M3 X 6mm CR6+FREE | FASTENAL COMPANY OHTA TR FORMAC DIV OF TR FASTENINGS ANIXTER BOSSARD | STM
1181 | 7 | 1 |  | CTAComponent | 5457761 | 1 | Release | Each | 1.0 | Motor driver bracket |  |  | CCX
1182 | 7 | 5 |  | CTAComponent | 2106-M3-05 | 2 | Release | Each | 4.0 | Spring Lock Washer with Flat Ends JIS B1251, M3, Spring Steel, Zinc Plated, Rohs Fastener | 24140-MEP M3/SPSTWA/TC1D/JIS B1251 | TR FORMAC DIV OF TR FASTENINGS | STM
1183 | 7 | 4 |  | CTAComponent | 2000-M3-03 | 2 | Release | Each | 4.0 | WASHER PLAIN - LARGE 3.2 MM 7 MM , HV200, Steel, Zinc plate RoHS Washer | 10487-2000-M3-03 23983-6083737 24140-200-M3-03 | OHTA BOSSARD CHINA TR FORMAC DIV OF TR FASTENINGS | STM
1184 | 7 | 2 |  | ECCCollectorPart | 5476848 | 3 | Release | Each | 1.0 | PT800+ SID Motor Driver collector |  |  | HLE
1185 | 8 |  | f2 | CTAComponent | 5459814 | 3 | Release | Each | 1.0 | PS800R SID Motor Driver |  |  | CCX
1186 | 6 | 8 |  | CTAAssembly | 5449655 | 1 | Release | Each | 1.0 | Compressor driven wheel ASM |  |  | CCX
1187 | 7 | 1 |  | CTAComponent | 5453899 | 1 | Release | Each | 1.0 | Driven wheel mounting block |  |  | CCX
1188 | 7 | 3 |  | CTAComponent | 5449816 | 1 | Release | Each | 1.0 | Shaft sleeve A |  |  | CCX
1189 | 7 | 5 |  | CTAComponent | 5461748 | 1 | Release | Each | 1.0 | Driven wheel shaft |  |  | CCX
1190 | 7 | 4 |  | CTAComponent | 5447781 | 1 | Release | Each | 1.0 | Compressor driven wheel |  |  | CCX
1191 | 7 | 2 |  | CTAComponent | 5438918 | 1 | Release | Each | 1.0 | Driven wheel mounting base |  |  | CCX
1192 | 7 | 7 |  | CTAComponent | 5452244 | 1 | Release | Each | 2.0 | Bearing NSK 6900 |  |  | CCX
1193 | 7 | 8 |  | CTAComponent | 5494372 | 1 | Release | Each | 1.0 | Circlip for hole-GB893.1-86 22 Series Fastener Drawing RoHS Compliant |  |  | CCX
1194 | 7 | 9 |  | CTAComponent | C5001-M10-02 | 1 | Release | Each | 1.0 | GB_T 894.1，M10，Spring Steel，Black Oxide finish，RoHS Fastener | 25114-M10/-/-STSR/BO/GB894.1 | TR FORMAC SHANGHAI PTE LTD | HLE
1195 | 7 | 6 |  | CTAComponent | 5445365 | 1 | Release | Each | 1.0 | Shaft sleeve B |  |  | CCX
1196 | 7 | 13 |  | CTAComponent | C2106-M6-02 | 3 | Release | Each | 2.0 | Spring Lock Washer, M6, Zinc plated, Rohs Fastener | 24140-C2106-M6-02 | TR FORMAC DIV OF TR FASTENINGS | HLE
1197 | 7 | 12 |  | CTAComponent | 2000-M6-03 | 3 | Release | Each | 2.0 | Flat Washer, ISO7089, M6, Steel 200HV, Zinc Plated, RoHS Fastener | 20589-10948-03457 10487-2000-M6-03 11060-M6NWSFSTZ6/125ATP 24140-M6/-/PWSTWA/TC1/DIN125 | FASTENAL COMPANY OHTA ANIXTER TR FORMAC DIV OF TR FASTENINGS | STM
1198 | 7 | 11 |  | CTAComponent | 1000-M6C035-04 | 2 | Release | Each | 2.0 | Hexagon Socket Head Cap Screw, M6-1, X35mm Long, Grade 8.8 Steel, Zinc Plated, RoHS Fastener | 11060-M6C35KCSC9Z6/912 20589-ZS2550035ZP0000 10487-1000-M6C035-04 | ANIXTER FASTENAL COMPANY OHTA | STM
1199 | 7 | 10 |  | CTAComponent | 1000-M4C008-04 | 6 | Release | Each | 2.0 | Hexagon Socket Head Cap Screw, ISO 4762, M4-0.7, X8mm Long, Grade 8.8 Steel, Zinc Plated, RoHS Fastener | 20589-10948-03230 11060-M4C8KCSC9Z6/912 10487-1000-M4C008-04 A0996-BN 4 M4 X 8mm CR6+FRE 24140-M4/8/SOHTCS/TC1D/ISO4762 | FASTENAL COMPANY ANIXTER OHTA BOSSARD TR FORMAC DIV OF TR FASTENINGS | STM
1200 | 6 | 7 |  | CTAAssembly | 5457760 | 1 | Release | Each | 1.0 | Compressor ASM |  |  | CCX
1201 | 7 | 2 |  | CTAComponent | 5457164 | 1 | Release | Each | 2.0 | Mounting block |  |  | CCX
1202 | 7 | 4 |  | CTAAssembly | 5450625 | 2 | Release | Each | 1.0 | Guide shaft B ASM |  |  | CCX
1203 | 8 | 2 |  | CTAAssembly | 5436858 | 2 | Release | Each | 1.0 | Connecting shaft ASM |  |  | CCX
1204 | 9 | 2 |  | CTAComponent | 5459439 | 2 | Release | Each | 1.0 | Connecting shaft |  |  | CCX
1205 | 9 | 1 |  | CTAComponent | 5442945 | 1 | Release | Each | 1.0 | Linear bearing housing |  |  | CCX
1206 | 8 | 3 |  | CTAAssembly | 5449359 | 1 | Release | Each | 1.0 | Connecting shaft bracket ASM |  |  | CCX
1207 | 9 | 2 |  | CTAComponent | 5462455 | 1 | Release | Each | 1.0 | Connecting shaft bracket B |  |  | CCX
1208 | 9 | 1 |  | CTAComponent | 5441306 | 1 | Release | Each | 1.0 | Connecting shaft bracket A |  |  | CCX
1209 | 8 | 1 |  | CTAComponent | 5436065 | 1 | Release | Each | 1.0 | Guide shaft B |  |  | CCX
1210 | 8 | 7 |  | CTAComponent | 5458683 | 1 | Release | Each | 2.0 | BEARING LME16UU |  |  | CCX
1211 | 8 | 6 |  | CTAComponent | 5494294 | 1 | Release | Each | 2.0 | Circlip for hole-GB893.1-86 26 Series Fastener Drawing RoHS Compliant |  |  | CCX
1212 | 8 | 5 |  | CTAComponent | 5462456 | 2 | Release | Each | 1.0 | Decorative pipe |  |  | CCX
1213 | 8 | 8 |  | CTAComponent | 5497563 | 1 | Release | Each | 1.0 | Bearing TOK DR-40-H17 |  |  | CCX
1214 | 8 | 4 |  | CTAComponent | 5497564 | 1 | Release | Each | 1.0 | Shaft sleeve |  |  | CCX
1215 | 7 | 5 |  | CTAComponent | 5441305 | 1 | Release | Each | 1.0 | Balance block |  |  | CCX
1216 | 7 | 3 |  | CTAComponent | 5438144 | 1 | Release | Each | 2.0 | Guide shaft A |  |  | CCX
1217 | 7 | 1 |  | CTAComponent | 5437363 | 1 | Release | Each | 1.0 | Compressor baseplate |  |  | CCX
1218 | 7 | 10 |  | CTAComponent | 5461747 | 1 | Release | Each | 1.0 | Cup fixing screw |  |  | CCX
1219 | 7 | 9 |  | CTAComponent | 5438917 | 1 | Release | Each | 1.0 | Cup connecting part |  |  | CCX
1220 | 7 | 7 |  | CTAComponent | 5447780 | 1 | Release | Each | 1.0 | Balance block bracket |  |  | CCX
1221 | 7 | 8 |  | CTAComponent | 5454713 | 2 | Release | Each | 1.0 | Cup connecting pipe |  |  | CCX
1222 | 7 | 6 |  | CTAComponent | 5449815 | 1 | Release | Each | 4.0 | Balance block guide sleeve |  |  | CCX
1223 | 7 | 12 |  | CTAComponent | 5437364 | 1 | Release | Each | 1.0 | End plate |  |  | CCX
1224 | 7 | 11 |  | CTAAssembly | 5455577 | 1 | Release | Each | 1.0 | Guideway ASM |  |  | CCX
1225 | 8 | 1 |  | CTAComponent | 5436861 | 1 | Release | Each | 1.0 | Guideway |  |  | CCX
1226 | 8 | 4 |  | CTAComponent | 5444512 | 1 | Release | Each | 2.0 | Plate 3 |  |  | CCX
1227 | 8 | 3 |  | CTAComponent | 5446971 | 1 | Release | Each | 1.0 | Plate 2 |  |  | CCX
1228 | 8 | 2 |  | CTAComponent | 5453897 | 1 | Release | Each | 1.0 | Plate 1 |  |  | CCX
1229 | 7 | 16 |  | CTAComponent | 1000-M4C012-04 | 4 | Release | Each | 1.0 | Hexagon Socket Head Cap Screw, M4-0.7, X12mm Long, Grade 8.8 Steel, Zinc Plated, RoHS Fastener | 11060-M4C12KCSC9Z6/912 24140-M4/12/SOHTCS/TC1D/DIN912 20589-10948-03232 10487-1000-M4C012-04 A0996-BN 4 M4 X 12mm CR6+FREE | ANIXTER TR FORMAC DIV OF TR FASTENINGS FASTENAL COMPANY OHTA BOSSARD | STM
1230 | 7 | 17 |  | CTAComponent | 1000-M4C025-04 | 3 | Release | Each | 8.0 | Hexagon Socket Head Cap Screw, M4-0.7, X25mm Long, Grade 8.8 Steel, Zinc Plated, RoHS Fastener | 11060-M4C25KCSC9Z6/912 24140-M4/25/HHSTBL/TC1D 20589-10948-03235 10487-1000-M4C025-04 | ANIXTER TR FORMAC DIV OF TR FASTENINGS FASTENAL COMPANY OHTA | STM
1231 | 7 | 15 |  | CTAComponent | 5450657 | 1 | Release | Each | 4.0 | M4x10_GB973 |  |  | CCX
1232 | 7 | 14 |  | CTAComponent | 5476931 | 1 | Release | Each | 1.0 | Compressor cup |  |  | HLE
1233 | 7 | 13 |  | CTAComponent | 5494304 | 1 | Release | Each | 1.0 | Guide block |  |  | CCX
1234 | 7 | 20 |  | CTAComponent | 2000-M4-03 | 3 | Release | Each | 1.0 | FLAT WASHER - NORMAL SERIES, ISO 7089, M4 CLASS 200H STEEL, ZINC PLATED RoHS FASTENER | 24140-M4/-/PWSTWA/TC1/DIN125 10487-2000-M4-03 A0996-BN 343 M4 CR6+FREE 24432-11103691 11060-M4NWSFSTZ6/125ATP | TR FORMAC DIV OF TR FASTENINGS OHTA BOSSARD FASTENAL ANIXTER | STM
1235 | 7 | 21 |  | CTAComponent | C2106-M4-02 | 3 | Release | Each | 9.0 | Spring Lock Washer, M4, Zinc plated, Rohs Fastener | 24140-C2106-M4-02 | TR FORMAC DIV OF TR FASTENINGS | HLE
1236 | 7 | 19 |  | CTAComponent | 1010-M4C006-14 | 2 | Release | Each | 3.0 | Phillips Flat Head Screw, ISO 7046, M4-0.7, X6mm Long, Grade 4.8 Steel, Zinc Plated, RoHS Fastener | 11060-M4C6MXFSTZ6/965A A0996-BN 388 M4-0.7 x 6mm CR6+FREE 12217-25030-109 | ANIXTER BOSSARD MIDWEST PRODUCTS & ENGINEERING | STM
1237 | 7 | 18 |  | CTAComponent | 1010-M3C006-14 | 1 | Release | Each | 8.0 | Phillips Flat Head Screw, ISO 7046, M3-0.5, X6mm Long, Grade 4.8 Steel, Zinc Plated, RoHS Fastener | 20589-10948-03501 11060-M3C6MXFSTZ6/965A | FASTENAL COMPANY ANIXTER | STM
1238 | 7 | 22 |  | CTAComponent | 5494305 | 1 | Release | Each | 1.0 | Adjusting sleeve |  |  | CCX
1239 | 6 | 5 |  | CTAAssembly | 5452893 | 1 | Release | Each | 1.0 | Tube rotate switch ASM |  |  | CCX
1240 | 7 | 2 |  | CTAComponent | 5448409 | 2 | Release | Each | 1.0 | MICRO SWITCH |  |  | HLE
1241 | 7 | 4 |  | CTAComponent | 5459257 | 1 | Release | Each | 1.0 | thread hole plate |  |  | CCX
1242 | 7 | 3 |  | CTAComponent | C1213-M4C030-14 | 1 | Release | Each | 2.0 | GB_T 9074.8，M4x30mm，Grade 4.8 Steel，Zinc finish，RoHS Fastener | 25114-M4/30/PPSTPS/TC1/GB9074.8 | TR FORMAC SHANGHAI PTE LTD | HLE
1243 | 7 | 1 |  | CTAComponent | 5443553 | 1 | Release | Each | 1.0 | Tube rotate micro switch bracket |  |  | CCX
1244 | 7 | 6 |  | CTAComponent | 5447590 | 1 | Release | Each | 1.0 | through hole plate |  |  | CCX
1245 | 7 | 5 |  | CTAComponent | 5460819 | 1 | Release | Each | 1.0 | insulation piece |  |  | CCX
1246 | 6 | 3 |  | CTAAssembly | 5461566 | 1 | Release | Each | 1.0 | Column movement assembly |  |  | CCX
1247 | 7 | 2 |  | CTAComponent | 5459438 | 1 | Release | Each | 1.0 | Cover plate A |  |  | CCX
1248 | 7 | 3 |  | CTAComponent | 5447779 | 1 | Release | Each | 2.0 | SID limited block A |  |  | CCX
1249 | 7 | 1 |  | CTAAssembly | 5453896 | 1 | Release | Each | 1.0 | L column |  |  | CCX
1250 | 8 | 1 |  | CTAComponent | 5494269 | 2 | Release | Each | 1.0 | L column |  |  | CCX
1251 | 8 | 4 |  | CTAComponent | 5446169 | 1 | Release | Each | 2.0 | L column reinforce plate A |  |  | CCX
1252 | 8 | 3 |  | CTAComponent | 5436856 | 1 | Release | Each | 1.0 | Tube bracket mounting plate |  |  | CCX
1253 | 8 | 2 |  | CTAComponent | 5457931 | 1 | Release | Each | 1.0 | Slider mounting plate |  |  | CCX
1254 | 8 | 6 |  | CTAComponent | 5459436 | 1 | Release | Each | 1.0 | L column reinforce plate C |  |  | CCX
1255 | 8 | 7 |  | CTAComponent | 5446970 | 1 | Release | Each | 8.0 | Nut column B |  |  | CCX
1256 | 8 | 5 |  | CTAComponent | 5456389 | 1 | Release | Each | 4.0 | L column reinforce plate B |  |  | CCX
1257 | 7 | 5 |  | CTAComponent | 5494271 | 1 | Release | Each | 2.0 | Cable bracket |  |  | CCX
1258 | 7 | 6 |  | CTAComponent | 5451397 | 1 | Release | Each | 4.0 | Linear Guides Slider |  |  | CCX
1259 | 7 | 4 |  | CTAComponent | 5455576 | 1 | Release | Each | 1.0 | Cover plate B |  |  | CCX
1260 | 7 | 8 |  | CTAComponent | 1000-M5C012-04 | 5 | Release | Each | 6.0 | Hexagon Socket Head Cap Screw, M5-0.8, X12mm Long, Grade 8.8 Steel, Zinc Plated, RoHS Fastener | 11060-M5C12KCSC9Z6/912 10487-1000-M5C012-04 24140-M5/12/SOHTCS/TC1D/DIN912 20589-ZS2540012ZP0000 A0996-BN 3 M5x12mm CR6+FREE | ANIXTER OHTA TR FORMAC DIV OF TR FASTENINGS FASTENAL COMPANY BOSSARD | STM
1261 | 7 | 7 |  | CTAComponent | 1000-M4C008-04 | 6 | Release | Each | 4.0 | Hexagon Socket Head Cap Screw, ISO 4762, M4-0.7, X8mm Long, Grade 8.8 Steel, Zinc Plated, RoHS Fastener | 20589-10948-03230 11060-M4C8KCSC9Z6/912 10487-1000-M4C008-04 A0996-BN 4 M4 X 8mm CR6+FRE 24140-M4/8/SOHTCS/TC1D/ISO4762 | FASTENAL COMPANY ANIXTER OHTA BOSSARD TR FORMAC DIV OF TR FASTENINGS | STM
1262 | 7 | 11 |  | CTAComponent | 2000-M4-03 | 3 | Release | Each | 4.0 | FLAT WASHER - NORMAL SERIES, ISO 7089, M4 CLASS 200H STEEL, ZINC PLATED RoHS FASTENER | 24140-M4/-/PWSTWA/TC1/DIN125 10487-2000-M4-03 A0996-BN 343 M4 CR6+FREE 24432-11103691 11060-M4NWSFSTZ6/125ATP | TR FORMAC DIV OF TR FASTENINGS OHTA BOSSARD FASTENAL ANIXTER | STM
1263 | 7 | 10 |  | CTAComponent | 1010-M4C006-14 | 2 | Release | Each | 8.0 | Phillips Flat Head Screw, ISO 7046, M4-0.7, X6mm Long, Grade 4.8 Steel, Zinc Plated, RoHS Fastener | 11060-M4C6MXFSTZ6/965A A0996-BN 388 M4-0.7 x 6mm CR6+FREE 12217-25030-109 | ANIXTER BOSSARD MIDWEST PRODUCTS & ENGINEERING | STM
1264 | 7 | 9 |  | CTAComponent | 1000-M5C025-04 | 3 | Release | Each | 14.0 | Hexagon Socket Head Cap Screw, M5-0.8, X25mm Long, Grade 8.8 Steel, Zinc Plated, RoHS Fastener | 11060-M5C25KCSC9Z6/912 25114-1000-M5C025-04 20589-11103214 10487-1000-M5C025-04 | ANIXTER TR FORMAC SHANGHAI PTE LTD FASTENAL COMPANY OHTA | STM
1265 | 7 | 13 |  | CTAComponent | 2106-M5-14 | 1 | Release | Each | 20.0 | Spring Lock Washer with Flat Ends JIS B1251, M5, Spring Stainless Steel, Rohs Fastener | 24140-2106-M5-14 | TR FORMAC DIV OF TR FASTENINGS | STM
1266 | 7 | 14 |  | CTAComponent | C2106-M4-02 | 3 | Release | Each | 4.0 | Spring Lock Washer, M4, Zinc plated, Rohs Fastener | 24140-C2106-M4-02 | TR FORMAC DIV OF TR FASTENINGS | HLE
1267 | 7 | 12 |  | CTAComponent | 2000-M5-03 | 5 | Release | Each | 14.0 | Flat Washer, ISO7089, M5, Steel 200HV, Zinc Plated, RoHS Fastener | A0996-BN343-M5 CR3 11060-M5NWSFSTZ6/125ATP 20589-10948-03456 24140-M5/-/PWSTWA/TC1/DIN125 10487-7130111-5 | BOSSARD ANIXTER FASTENAL COMPANY TR FORMAC DIV OF TR FASTENINGS OHTA | STM
1268 | 6 | 2 |  | CTAAssembly | 5455398 | 1 | Release | Each | 2.0 | Column micro switch ASM |  |  | CCX
1269 | 7 | 1 |  | CTAComponent | 5461567 | 1 | Release | Each | 1.0 | SID micro switch bracket |  |  | CCX
1270 | 7 | 3 |  | CTAComponent | C1213-M4C030-14 | 1 | Release | Each | 2.0 | GB_T 9074.8，M4x30mm，Grade 4.8 Steel，Zinc finish，RoHS Fastener | 25114-M4/30/PPSTPS/TC1/GB9074.8 | TR FORMAC SHANGHAI PTE LTD | HLE
1271 | 7 | 5 |  | CTAComponent | 5460819 | 1 | Release | Each | 1.0 | insulation piece |  |  | CCX
1272 | 7 | 4 |  | CTAComponent | 5459257 | 1 | Release | Each | 1.0 | thread hole plate |  |  | CCX
1273 | 7 | 2 |  | CTAComponent | 5448409 | 2 | Release | Each | 1.0 | MICRO SWITCH |  |  | HLE
1274 | 7 | 6 |  | CTAComponent | 5447590 | 1 | Release | Each | 1.0 | through hole plate |  |  | CCX
1275 | 6 | 12 |  | CTAAssembly | 5449656 | 1 | Release | Each | 1.0 | Cup holder assembly |  |  | CCX
1276 | 7 | 2 |  | CTAComponent | 5448605 | 1 | Release | Each | 1.0 | Rotating shaft |  |  | CCX
1277 | 7 | 4 |  | CTAComponent | 5458684 | 1 | Release | Each | 1.0 | Barium cup |  |  | CCX
1278 | 7 | 5 |  | CTAComponent | 1010-M5C016-14 | 1 | Release | Each | 1.0 | Phillips Flat Head Screw, ISO 7046, M5-0.8, X16mm Long, Grade 4.8 Steel, Zinc Plated, RoHS Fastener | 20589-10948-03516 11060-M5C16MXFSTZ6/965A | FASTENAL COMPANY ANIXTER | STM
1279 | 7 | 3 |  | CTAComponent | 5439705 | 1 | Release | Each | 1.0 | Cup bracket |  |  | CCX
1280 | 7 | 1 |  | CTAAssembly | 5446172 | 1 | Release | Each | 1.0 | Cup fixed ASM |  |  | CCX
1281 | 8 | 2 |  | CTAComponent | 5445367 | 1 | Release | Each | 1.0 | Support pipe |  |  | CCX
1282 | 8 | 1 |  | CTAComponent | 5460205 | 1 | Release | Each | 1.0 | Base |  |  | CCX
1283 | 7 | 6 |  | CTAComponent | C1213-M3C006-14 | 1 | Release | Each | 2.0 | GB_T 9074.8，M3x6mm，Grade 4.8 Steel，Zinc finish，RoHS Fastener | 25114-M3/6/PPSTPS/TC1/GB9074.8 | TR FORMAC SHANGHAI PTE LTD | HLE
1284 | 6 | 13 |  | CTAAssembly | 5453902 | 1 | Release | Each | 1.0 | Back cover assembly |  |  | CCX
1285 | 7 | 1 |  | CTAComponent | 5441133 | 1 | Release | Each | 1.0 | Back cover |  |  | CCX
1286 | 7 | 4 |  | CTAComponent | 5494388 | 1 | Release | Each | 1.0 | Reinforce plate |  |  | CCX
1287 | 7 | 3 |  | CTAComponent | 5443789 | 1 | Release | Each | 1.0 | Mounting plate |  |  | CCX
1288 | 7 | 2 |  | CTAComponent | 5441309 | 1 | Release | Each | 6.0 | Cushion block |  |  | CCX
1289 | 6 | 14 |  | CTAComponent | 5454547 | 1 | Release | Each | 1.0 | Cable bracket |  |  | CCX
1290 | 6 | 16 |  | CTAAssembly | 5437161 | 3 | Release | Each | 1.0 | Inner MIC assembly |  |  | CCX
1291 | 6 | 15 |  | CTAComponent | 5456391 | 1 | Release | Each | 2.0 | Electromagnetic brake cover |  |  | CCX
1292 | 6 | 11 |  | CTAAssembly | 5437186 | 1 | Release | Each | 1.0 | Column cover assembly |  |  | CCX
1293 | 7 | 2 |  | CTAComponent | 5440479 | 1 | Release | Each | 1.0 | MIC base |  |  | CCX
1294 | 7 | 3 |  | CTAComponent | 5494384 | 1 | Release | Each | 1.0 | Sleeve |  |  | CCX
1295 | 7 | 1 |  | CTAAssembly | 5456390 | 1 | Release | Each | 1.0 | Front cover ASM |  |  | CCX
1296 | 8 | 2 |  | CTAComponent | 5459441 | 1 | Release | Each | 1.0 | Speaker base |  |  | CCX
1297 | 8 | 1 |  | CTAComponent | 5443731 | 1 | Release | Each | 1.0 | Front cover |  |  | CCX
1298 | 8 | 6 |  | CTAComponent | 5436067 | 1 | Release | Each | 1.0 | Front cover bracket 2 |  |  | CCX
1299 | 8 | 5 |  | CTAComponent | 5449818 | 1 | Release | Each | 1.0 | Speaker mounting plate |  |  | CCX
1300 | 8 | 4 |  | CTAComponent | 5453071 | 1 | Release | Each | 4.0 | Front cover bracket 1 |  |  | CCX
1301 | 8 | 3 |  | CTAComponent | 5453901 | 1 | Release | Each | 2.0 | Nut column C |  |  | CCX
1302 | 8 | 7 |  | CTAComponent | 5442144 | 1 | Release | Each | 1.0 | Reinforce plate |  |  | CCX
1303 | 6 | 10 |  | CTAAssembly | 5453712 | 1 | Release | Each | 1.0 | Compressor micro swich ASM |  |  | CCX
1304 | 7 | 2 |  | CTAComponent | 5461564 | 2 | Release | Each | 1.0 | MICRO SWITCH |  |  | HLE
1305 | 7 | 4 |  | CTAComponent | 5459257 | 1 | Release | Each | 1.0 | thread hole plate |  |  | CCX
1306 | 7 | 3 |  | CTAComponent | C1213-M4C030-14 | 1 | Release | Each | 2.0 | GB_T 9074.8，M4x30mm，Grade 4.8 Steel，Zinc finish，RoHS Fastener | 25114-M4/30/PPSTPS/TC1/GB9074.8 | TR FORMAC SHANGHAI PTE LTD | HLE
1307 | 7 | 1 |  | CTAComponent | 5447606 | 1 | Release | Each | 1.0 | Compressor micro swich bracket |  |  | CCX
1308 | 7 | 6 |  | CTAComponent | 5447590 | 1 | Release | Each | 1.0 | through hole plate |  |  | CCX
1309 | 7 | 5 |  | CTAComponent | 5460819 | 1 | Release | Each | 1.0 | insulation piece |  |  | CCX
1310 | 6 | 9 |  | CTAAssembly | 5437965 | 1 | Release | Each | 1.0 | Compressor motor and gear box ASM |  |  | CCX
1311 | 7 | 2 |  | CTAComponent | 5437964 | 4 | Release | Each | 1.0 | Compressor motor and gear box assembly |  |  | CCX
1312 | 7 | 3 |  | CTAComponent | 1000-M4C012-04 | 4 | Release | Each | 2.0 | Hexagon Socket Head Cap Screw, M4-0.7, X12mm Long, Grade 8.8 Steel, Zinc Plated, RoHS Fastener | 11060-M4C12KCSC9Z6/912 24140-M4/12/SOHTCS/TC1D/DIN912 20589-10948-03232 10487-1000-M4C012-04 A0996-BN 4 M4 X 12mm CR6+FREE | ANIXTER TR FORMAC DIV OF TR FASTENINGS FASTENAL COMPANY OHTA BOSSARD | STM
1313 | 7 | 1 |  | CTAComponent | 5460829 | 1 | Release | Each | 1.0 | Compressor driving wheel |  |  | CCX
1314 | 6 | 22 |  | CTAComponent | 1000-M5C016-04 | 5 | Release | Each | 4.0 | Hexagon Socket Head Cap Screw, M5-0.8, X16mm Long, Grade 8.8 Steel, Zinc Plated, RoHS Fastener | 11060-M5C16KCSC9Z6/912 24140-M5/16/SOHTCS/TC1D/DIN912 10487-1000-M5C016-04 20589-ZS2540016ZP0000 A0996-BN 4 M5 x 16mm CR6+FREE | ANIXTER TR FORMAC DIV OF TR FASTENINGS OHTA FASTENAL COMPANY BOSSARD | STM
1315 | 6 | 19 |  | CTAComponent | 1000-M4C008-04 | 6 | Release | Each | 15.0 | Hexagon Socket Head Cap Screw, ISO 4762, M4-0.7, X8mm Long, Grade 8.8 Steel, Zinc Plated, RoHS Fastener | 20589-10948-03230 11060-M4C8KCSC9Z6/912 10487-1000-M4C008-04 A0996-BN 4 M4 X 8mm CR6+FRE 24140-M4/8/SOHTCS/TC1D/ISO4762 | FASTENAL COMPANY ANIXTER OHTA BOSSARD TR FORMAC DIV OF TR FASTENINGS | STM
1316 | 6 | 20 |  | CTAComponent | 1000-M4C012-04 | 4 | Release | Each | 8.0 | Hexagon Socket Head Cap Screw, M4-0.7, X12mm Long, Grade 8.8 Steel, Zinc Plated, RoHS Fastener | 11060-M4C12KCSC9Z6/912 24140-M4/12/SOHTCS/TC1D/DIN912 20589-10948-03232 10487-1000-M4C012-04 A0996-BN 4 M4 X 12mm CR6+FREE | ANIXTER TR FORMAC DIV OF TR FASTENINGS FASTENAL COMPANY OHTA BOSSARD | STM
1317 | 6 | 21 |  | CTAComponent | 1000-M5C012-04 | 5 | Release | Each | 6.0 | Hexagon Socket Head Cap Screw, M5-0.8, X12mm Long, Grade 8.8 Steel, Zinc Plated, RoHS Fastener | 11060-M5C12KCSC9Z6/912 10487-1000-M5C012-04 24140-M5/12/SOHTCS/TC1D/DIN912 20589-ZS2540012ZP0000 A0996-BN 3 M5x12mm CR6+FREE | ANIXTER OHTA TR FORMAC DIV OF TR FASTENINGS FASTENAL COMPANY BOSSARD | STM
1318 | 6 | 18 |  | CTAAssembly | 5444084 | 2 | Release | Each | 1.0 | SPK assembly |  |  | CCX
1319 | 6 | 17 |  | CTAComponent | 5440286 | 2 | Release | Each | 1.0 | terminal board |  |  | CCX
1320 | 6 | 26 |  | CTAComponent | 1003-M4C012-31 | 2 | Release | Each | 10.0 | Hexagon Socket Button Head Screw, M4-0.7, X12mm Long, A2-70 Stainless Steel, Passivate, RoHS Fastener | 20589-10948-03353 A0996-1348825 11060-M4C12KBCSJ/7380 | FASTENAL COMPANY BOSSARD ANIXTER | STM
1321 | 6 | 27 |  | CTAComponent | 1007-M4C010-14 | 2 | Release | Each | 13.0 | Phillips Pan Head Screw, ISO 7045, M4-0.7, X10mm Long, Grade 4.8 Steel, Zinc Plated, RoHS Fastener | 11060-M4C10MXPSTZ6/7985 20589-10948-03570 24140-M4/10/PPSTMC/TC1/ISO7045 | ANIXTER FASTENAL COMPANY TR FORMAC DIV OF TR FASTENINGS | STM
1322 | 6 | 28 |  | CTAComponent | 1010-M4C006-14 | 2 | Release | Each | 24.0 | Phillips Flat Head Screw, ISO 7046, M4-0.7, X6mm Long, Grade 4.8 Steel, Zinc Plated, RoHS Fastener | 11060-M4C6MXFSTZ6/965A A0996-BN 388 M4-0.7 x 6mm CR6+FREE 12217-25030-109 | ANIXTER BOSSARD MIDWEST PRODUCTS & ENGINEERING | STM
1323 | 6 | 29 |  | CTAComponent | 2000-M4-03 | 3 | Release | Each | 28.0 | FLAT WASHER - NORMAL SERIES, ISO 7089, M4 CLASS 200H STEEL, ZINC PLATED RoHS FASTENER | 24140-M4/-/PWSTWA/TC1/DIN125 10487-2000-M4-03 A0996-BN 343 M4 CR6+FREE 24432-11103691 11060-M4NWSFSTZ6/125ATP | TR FORMAC DIV OF TR FASTENINGS OHTA BOSSARD FASTENAL ANIXTER | STM
1324 | 6 | 24 |  | CTAComponent | 1000-M6C016-04 | 4 | Release | Each | 4.0 | Hexagon Socket Head Cap Screw, M6-1, X16mm Long, Grade 8.8 Steel, Zinc Plated, RoHS Fastener | 20589-10948-03239 10487-1000-M6C016-04 24140-M6/16/SOHTCS/TC1D/DIN912 11060-M6C16KCSC9Z6/912 A0996-BN 4 M6 x 16mm CR6+FREE | FASTENAL COMPANY OHTA TR FORMAC DIV OF TR FASTENINGS ANIXTER BOSSARD | STM
1325 | 6 | 25 |  | CTAComponent | 1000-M8C025-04 | 3 | Release | Each | 4.0 | Hexagon Socket Head Cap Screw, M8-1.25, X25mm Long, Grade 8.8 Steel, Zinc Plated, RoHS Fastener | 11060-M8C25KCSC9Z6/912 20589-ZS2580025ZP0000 24140-M8/25/SOHTCS/TC1D/DIN912 10487-1000-M8C025-04 | ANIXTER FASTENAL COMPANY TR FORMAC DIV OF TR FASTENINGS OHTA | STM
1326 | 6 | 23 |  | CTAComponent | 1000-M5C020-04 | 4 | Release | Each | 2.0 | Hexagon Socket Head Cap Screw, M5-0.8, X20mm Long, Grade 8.8 Steel, Zinc Plated, RoHS Fastener | 11060-M5C20KCSC9Z6/912 24140-M5/20/SOHTCS/TC1D/DIN912 10487-1000-M5C020-04 20589-11103212 A0996-BN 4 M5 x 20mm CR6+FREE | ANIXTER TR FORMAC DIV OF TR FASTENINGS OHTA FASTENAL COMPANY BOSSARD | STM
1327 | 6 | 34 |  | CTAComponent | 5445416-3 | 1 | Release | Each | 1.0 | AVID PRODUCTS STEEL P-CLAMP or R-clamp DIA7.9, WIDE9.7,19243 SCP-5-323-203 |  |  | HLE
1328 | 6 | 35 |  | CTAComponent | C2106-M4-02 | 3 | Release | Each | 36.0 | Spring Lock Washer, M4, Zinc plated, Rohs Fastener | 24140-C2106-M4-02 | TR FORMAC DIV OF TR FASTENINGS | HLE
1329 | 6 | 36 |  | CTAComponent | C2106-M6-02 | 3 | Release | Each | 4.0 | Spring Lock Washer, M6, Zinc plated, Rohs Fastener | 24140-C2106-M6-02 | TR FORMAC DIV OF TR FASTENINGS | HLE
1330 | 6 | 32 |  | CTAComponent | 2106-M5-14 | 1 | Release | Each | 12.0 | Spring Lock Washer with Flat Ends JIS B1251, M5, Spring Stainless Steel, Rohs Fastener | 24140-2106-M5-14 | TR FORMAC DIV OF TR FASTENINGS | STM
1331 | 6 | 33 |  | CTAComponent | 5445416-2 | 1 | Release | Each | 5.0 | AVID PRODUCTS STEEL P-CLAMP or R-clamp DIA6.4, WIDE9.7, 19243-SCP-4-323-203 |  |  | HLE
1332 | 6 | 31 |  | CTAComponent | 2000-M8-03 | 2 | Release | Each | 5.0 | Flat Washer, ISO7089, M8, Steel 200HV, Zinc Plated, RoHS Fastener | 11060-M8NWSFSTZ6/125ATP 20589-10948-03458 25114-2000-M8-03 | ANIXTER FASTENAL COMPANY TR FORMAC SHANGHAI PTE LTD | STM
1333 | 6 | 30 |  | CTAComponent | 2000-M5-03 | 5 | Release | Each | 10.0 | Flat Washer, ISO7089, M5, Steel 200HV, Zinc Plated, RoHS Fastener | A0996-BN343-M5 CR3 11060-M5NWSFSTZ6/125ATP 20589-10948-03456 24140-M5/-/PWSTWA/TC1/DIN125 10487-7130111-5 | BOSSARD ANIXTER FASTENAL COMPANY TR FORMAC DIV OF TR FASTENINGS OHTA | STM
1334 | 6 | 43 |  | CTAComponent | C1213-M3C016-14 | 1 | Release | Each | 2.0 | GB_T 9074.8，M3x16mm，Grade 4.8 Steel，Zinc finish，RoHS Fastener | 25114-M3/16/PPSTPS/TC1/GB9074.8 | TR FORMAC SHANGHAI PTE LTD | HLE
1335 | 6 | 40 |  | CTAComponent | 5456972 | 2 | Release | Each | 1.0 | compressor resistor 152R |  |  | CCX
1336 | 6 | 41 |  | CTAComponent | 5457946 | 1 | Release | Each | 8.0 | RICHCO FTH-7A1-RT FLAT TIE HOLDER 25.4x25.4x7.1mm, ACCOMODATES 5x2mm |  |  | HLE
1337 | 6 | 42 |  | CTAComponent | 5445188 | 1 | Release | Each | 1.0 | Compressor chain |  |  | CCX
1338 | 6 | 39 |  | CTAComponent | 5456441 | 1 | Release | Each | 3.0 | KANG YANG nylon Cable Clamp P-Clamp CC-1S width9.2mm, bolt hole5.4mm, Dia3.2mm |  |  | HLE
1339 | 6 | 37 |  | CTAComponent | C2106-M8-80 | 1 | Release | Each | 5.0 | GB_T 93，M8，Spring Steel，Black Oxide finish，RoHS Fastener | 25114-M8/-/SRSTWA/BO/GB93 | TR FORMAC SHANGHAI PTE LTD | HLE
1340 | 6 | 46 |  | CTAComponent | C1213-M3C010-14 | 1 | Release | Each | 4.0 | GB_T 9074.8，M3x10mm，Grade 4.8 Steel，Zinc finish，RoHS Fastener | 25114-M3/10/PPSTPS/TC1/GB9074.8 | TR FORMAC SHANGHAI PTE LTD | HLE
1341 | 6 | 47 |  | CTAComponent | 5438150 | 3 | Release | Each | 4.0 | Support Pole |  |  | HLE
1342 | 6 | 45 |  | CTAComponent | 1000-M8C055-04 | 1 | Release | Each | 1.0 | Hexagon Socket Head Cap Screw, M8-1.25, X55mm Long, Grade 8.8 Steel, Zinc Plated, RoHS Fastener | 10487-1000-M8C055-04 | OHTA | STM
1343 | 6 | 44 |  | CTAComponent | 5168929 | 1 | Release | Each | 2.0 | copper socket |  |  | HLE
1344 | 6 | 48 |  | CTAComponent | 5497434 | 1 | Release | Each | 2.0 | Cable bracket 2 |  |  | CCX
1345 | 6 | 38 |  | CTAComponent | 2001-M5-03 | 1 | Release | Each | 2.0 | Large Flat Washer, ISO7093, M5, Steel 200HV, Zinc Plated, RoHS Fastener | 11060-M5NWFESTZ6/9021TH 20589-10948-03485 | ANIXTER FASTENAL COMPANY | STM
1346 | 6 | 50 |  | CTAComponent | 5502206 | 1 | Release | Each | 2.0 | cable clamp 2 |  |  | CCX
1347 | 6 | 51 |  | CTAComponent | C1213-M4C012-14 | 1 | Release | Each | 4.0 | GB_T 9074.8，M4x12mm，Grade 4.8 Steel，Zinc finish，RoHS Fastener | 25114-M4/12/PPSTPS/TC1/GB9074.8 | TR FORMAC SHANGHAI PTE LTD | HLE
1348 | 6 | 49 |  | CTAAssembly | 5500184 | 1 | Release | Each | 1.0 | cable clamp base |  |  | CCX
1349 | 7 | 2 |  | CTAComponent | 5498757 | 1 | Release | Each | 1.0 | Mounting Block |  |  | CCX
1350 | 7 | 4 |  | CTAComponent | 5492966 | 1 | Release | Each | 1.0 | Circlip for shaft-GB894.1-86 15 Series Fastener Drawing RoHS Compliant |  |  | CCX
1351 | 7 | 3 |  | CTAComponent | 5500183 | 1 | Release | Each | 1.0 | Mounting plate |  |  | CCX
1352 | 7 | 1 |  | CTAAssembly | 5457746 | 1 | Release | Each | 1.0 | base for cable clamp |  |  | CCX
1353 | 8 | 2 |  | CTAComponent | 5441352 | 1 | Release | Each | 1.0 | Joint Column |  |  | CCX
1354 | 8 | 1 |  | CTAComponent | 5449848 | 1 | Release | Each | 1.0 | Base Board |  |  | CCX
1355 | 5 | 13 |  | CTAComponent | 5439530 | 2 | Release | Each | 1.0 | Foot_up Cover |  |  | HLE
1356 | 5 | 12 |  | CTAAssembly | 5441941 | 1 | Release | Each | 1.0 | Cover For Column Moving Motor |  |  | HLE
1357 | 6 | 2 |  | CTAComponent | 5446203 | 1 | Release | Each | 1.0 | Cover II |  |  | HLE
1358 | 6 | 1 |  | CTAComponent | 5436098 | 1 | Release | Each | 1.0 | Cover I |  |  | HLE
1359 | 6 | 3 |  | CTAComponent | 5456421 | 2 | Release | Each | 1.0 | Cover III |  |  | HLE
1360 | 5 | 11 |  | CTAAssembly | 5451209 | 1 | Release | Each | 1.0 | Foot Cover Welding Assembly |  |  | HLE
1361 | 6 | 2 |  | CTAComponent | 5453091 | 1 | Release | Each | 3.0 | Joint Block |  |  | HLE
1362 | 6 | 1 |  | CTAComponent | 5457195 | 1 | Release | Each | 1.0 | Foot Cover |  |  | HLE
1363 | 5 | 16 |  | CTAComponent | 5436664 | 1 | Release | Each | 7.0 | Base Close Cover |  |  | HLE
1364 | 5 | 10 |  | CTAAssembly | 5459259 | 2 | Release | Each | 1.0 | Base Motor Cover |  |  | HLE
1365 | 6 | 2 |  | CTAComponent | 5437391 | 1 | Release | Each | 1.0 | Base Motor Cover II |  |  | HLE
1366 | 6 | 3 |  | CTAComponent | 5440486 | 1 | Release | Each | 1.0 | Cover For Protecting Mouse |  |  | HLE
1367 | 6 | 1 |  | CTAComponent | 5445396 | 2 | Release | Each | 1.0 | Base Motor Cover I |  |  | CCX
1368 | 6 | 4 |  | CTAComponent | C1213-M3C006-14 | 1 | Release | Each | 2.0 | GB_T 9074.8，M3x6mm，Grade 4.8 Steel，Zinc finish，RoHS Fastener | 25114-M3/6/PPSTPS/TC1/GB9074.8 | TR FORMAC SHANGHAI PTE LTD | HLE
1369 | 5 | 36 |  | CTAAssembly | 5452945 | 6 | Release | Each | 1.0 | Table Electrical Control Unit |  |  | CCX
1370 | 6 | 7 |  | CTAComponent | 1007-M2C008-31 | 1 | Release | Each | 2.0 | Phillips Pan Head Screw, ISO 7045, M2-0.4, X8mm Long, A2-70 Stainless Steel, Passivate, RoHS Fastener | 20589-10948-03589 | FASTENAL COMPANY | STM
1371 | 6 | 6 |  | CTAComponent | 5453489 | 3 | Release | Each | 1.0 | Table Board DC Power Cable |  |  | CCX
1372 | 6 | 9 |  | CTAComponent | 5445416-2 | 1 | Release | Each | 4.0 | AVID PRODUCTS STEEL P-CLAMP or R-clamp DIA6.4, WIDE9.7, 19243-SCP-4-323-203 |  |  | HLE
1373 | 6 | 1 |  | CTAAssembly | 5453695 | 3 | Release | Each | 1.0 | Electrical Bracket Welding Assembly |  |  | HLE
1374 | 7 | 2 |  | CTAComponent | 5438150 | 3 | Release | Each | 12.0 | Support Pole |  |  | HLE
1375 | 7 | 1 |  | CTAComponent | 5474161 | 3 | Release | Each | 1.0 | Electrical Bracket |  |  | HLE
1376 | 6 | 10 |  | CTAComponent | 5445416-3 | 1 | Release | Each | 2.0 | AVID PRODUCTS STEEL P-CLAMP or R-clamp DIA7.9, WIDE9.7,19243 SCP-5-323-203 |  |  | HLE
1377 | 6 | 2 |  | CTAComponent | 5440911 | 2 | Release | Each | 1.0 | Switch Power |  |  | CCX
1378 | 6 | 8 |  | CTAComponent | C1213-M4C008-14 | 1 | Release | Each | 10.0 | GB_T 9074.8，M4x8mm，Grade 4.8 Steel，Zinc finish，RoHS Fastener | 25114-M4/8/PPSTPS/TC1/GB9074.8 | TR FORMAC SHANGHAI PTE LTD | HLE
1379 | 6 | 13 |  | CTAComponent | C1213-M3C008-14 | 1 | Release | Each | 12.0 | GB_T 9074.8，M3x8mm，Grade 4.8 Steel，Zinc finish，RoHS Fastener | 25114-M3/8/PPSTPS/TC1/GB9074.8 | TR FORMAC SHANGHAI PTE LTD | HLE
1380 | 5 | 25 |  | CTAComponent | 1010-M4C006-14 | 2 | Release | Each | 1.0 | Phillips Flat Head Screw, ISO 7046, M4-0.7, X6mm Long, Grade 4.8 Steel, Zinc Plated, RoHS Fastener | 11060-M4C6MXFSTZ6/965A A0996-BN 388 M4-0.7 x 6mm CR6+FREE 12217-25030-109 | ANIXTER BOSSARD MIDWEST PRODUCTS & ENGINEERING | STM
1381 | 5 | 26 |  | CTAComponent | 1010-M5C010-14 | 1 | Release | Each | 8.0 | Phillips Flat Head Screw, ISO 7046, M5-0.8, X10mm Long, Grade 4.8 Steel, Zinc Plated, RoHS Fastener | 20589-10948-03514 11060-M5C10MXFSTZ6/965A | FASTENAL COMPANY ANIXTER | STM
1382 | 5 | 34 |  | CTAComponent | 5457946 | 1 | Release | Each | 1.0 | RICHCO FTH-7A1-RT FLAT TIE HOLDER 25.4x25.4x7.1mm, ACCOMODATES 5x2mm |  |  | HLE
1383 | 5 | 30 |  | CTAComponent | 2000-M12-03 | 1 | Release | Each | 8.0 | Flat Washer, ISO7089, M12, Steel 200HV, Zinc Plated, RoHS Fastener | 11060-M12NWSFSTZ6/125ATP 20589-10948-03460 | ANIXTER FASTENAL COMPANY | STM
1384 | 5 | 31 |  | CTAComponent | 2000-M8-03 | 2 | Release | Each | 8.0 | Flat Washer, ISO7089, M8, Steel 200HV, Zinc Plated, RoHS Fastener | 11060-M8NWSFSTZ6/125ATP 20589-10948-03458 25114-2000-M8-03 | ANIXTER FASTENAL COMPANY TR FORMAC SHANGHAI PTE LTD | STM
1385 | 5 | 3 |  | CTAComponent | 5443770 | 1 | Release | Each | 1.0 | Cable bracket |  |  | HLE
1386 | 5 | 20 |  | CTAComponent | 5454749 | 1 | Release | Each | 1.0 | Cable cover |  |  | HLE
1387 | 5 | 19 |  | CTAComponent | 5441118 | 1 | Release | Each | 1.0 | Energy Chain |  |  | HLE
1388 | 5 | 28 |  | CTAComponent | C1213-M4C012-14 | 1 | Release | Each | 33.0 | GB_T 9074.8，M4x12mm，Grade 4.8 Steel，Zinc finish，RoHS Fastener | 25114-M4/12/PPSTPS/TC1/GB9074.8 | TR FORMAC SHANGHAI PTE LTD | HLE
1389 | 5 | 41 |  | ECCCollectorPart | 5488204 | 5 | Release | Each | 1.0 | PT800+ table cable collector 2 |  |  | CCX
1390 | 6 |  | Table Frequency Inverter1 signal cable | CTAComponent | 5451810 | 2 | Release | Each | 1.0 | Table Frequency Inverter1 signal cable |  |  | HLE
1391 | 6 |  | Table Relay power cable | CTAComponent | 5444956 | 1 | Release | Each | 1.0 | Table Relay power cable |  |  | HLE
1392 | 6 |  | Table tilt motor power cable | CTAComponent | 5448361 | 2 | Release | Each | 1.0 | Table tilt motor power cable |  |  | HLE
1393 | 6 |  | Table column compressor motor Cable 1 | CTAComponent | 5454313 | 1 | Release | Each | 1.0 | Table column compressor motor Cable 1 |  |  | HLE
1394 | 6 |  | Table column SID potentiometer and cable | CTAComponent | 5457710 | 1 | Release | Each | 1.0 | Table column SID potentiometer and cable |  |  | HLE
1395 | 6 |  | Table column compressor motor Cable 3 | CTAComponent | 5444278 | 3 | Release | Each | 1.0 | Table column compressor motor Cable 3 |  |  | CCX
1396 | 6 |  | Table column SID and Compressor Limit Switch Cable 1 | CTAComponent | 5450221 | 2 | Release | Each | 1.0 | Table column SID and Compressor Limit Switch Cable 1 |  |  | HLE
1397 | 6 |  | Table tilt over LS Assy SW cable | CTAComponent | 5447377 | 1 | Release | Each | 1.0 | Table tilt over LS Assy SW cable |  |  | HLE
1398 | 6 |  | Table column Up Switch Limit Cable | CTAComponent | 5445779 | 1 | Release | Each | 1.0 | Table column Up Switch Limit Cable |  |  | HLE
1399 | 6 |  | Table column Down Switch Limit Cable | CTAComponent | 5453488 | 1 | Release | Each | 1.0 | Table column Down Switch Limit Cable |  |  | HLE
1400 | 6 |  | Table top motor limit switch cable | CTAComponent | 5451808 | 1 | Release | Each | 1.0 | Table top motor limit switch cable |  |  | HLE
1401 | 6 |  | Table tilt stop LS Assy SW cable | CTAComponent | 5453492 | 1 | Release | Each | 1.0 | Table tilt stop LS Assy SW cable |  |  | HLE
1402 | 6 |  | Table column SID motor Cable | CTAComponent | 5448362 | 1 | Release | Each | 1.0 | Table column SID motor Cable |  |  | HLE
1403 | 6 |  | Table Key board Cable | CTAComponent | 5450223 | 2 | Release | Each | 1.0 | Table Key board Cable |  |  | HLE
1404 | 6 |  | Table II base ground cable | CTAComponent | 5452844 | 1 | Release | Each | 1.0 | Table II base ground cable |  |  | HLE
1405 | 6 |  | Table Limit SW cable | CTAComponent | 5436968 | 1 | Release | Each | 1.0 | Table Limit SW cable |  |  | HLE
1406 | 6 |  | Table column UD Switch Limit Cable | CTAComponent | 5438532 | 1 | Release | Each | 1.0 | Table column UD Switch Limit Cable |  |  | HLE
1407 | 6 |  | Table TOP LR motor RC Contact Suppression Cable | CTAComponent | 5451991 | 1 | Release | Each | 2.0 | Table TOP LR motor RC Contact Suppression Cable |  |  | HLE
1408 | 6 |  | Table cover base ground cable | CTAComponent | 5453650 | 1 | Release | Each | 1.0 | Table cover base ground cable |  |  | HLE
1409 | 6 |  | Table TOP LR motor base ground cable | CTAComponent | 5441077 | 1 | Release | Each | 1.0 | Table TOP LR motor base ground cable |  |  | HLE
1410 | 6 |  | Table TOP ground cable | CTAComponent | 5445136 | 3 | Release | Each | 1.0 | Table TOP ground cable |  |  | HLE
1411 | 6 |  | Table intercom communication Cable | CTAComponent | 5436985 | 3 | Release | Each | 1.0 | Table intercom communication Cable |  |  | HLE
1412 | 6 |  | Table cassette absence cable 2 | CTAComponent | 5448191 | 1 | Release | Each | 1.0 | Table cassette absence cable 2 |  |  | HLE
1413 | 6 |  | Table TOP LR motor cable | CTAComponent | 5437749 | 1 | Release | Each | 1.0 | Table TOP LR motor cable |  |  | HLE
1414 | 6 |  | Table Frequency Inverter2 signal cable | CTAComponent | 5440915 | 3 | Release | Each | 1.0 | Table Frequency Inverter2 signal cable |  |  | HLE
1415 | 6 |  | Table column UD Motor Power Cable | CTAComponent | 5448194 | 1 | Release | Each | 1.0 | Table column UD Motor Power Cable |  |  | HLE
1416 | 6 |  | Table Compressor Motor Cable 2 | CTAComponent | 5452648 | 1 | Release | Each | 1.0 | Table Compressor Motor Cable 2 |  |  | HLE
1417 | 6 |  | Table cassette absence Cable 1 | CTAComponent | 5440910 | 3 | Release | Each | 1.0 | Table cassette absence Cable 1 |  |  | HLE
1418 | 6 |  | Table SID and Compressor Switch Limit Cable 2 | CTAComponent | 5451807 | 1 | Release | Each | 1.0 | Table SID and Compressor Switch Limit Cable 2 |  |  | HLE
1419 | 6 |  | TABLE POWER HARNESS | CTAComponent | 5462125 | 3 | Release | Each | 1.0 | TABLE POWER HARNESS |  |  | HLE
1420 | 6 |  | Table Console Spot Control Input cable | CTAComponent | 5441717 | 4 | Release | Each | 1.0 | Table Console Spot Control Input cable |  |  | HLE
1421 | 6 |  | Table Console Move Control Input Cable | CTAComponent | 5440085 | 4 | Release | Each | 1.0 | Table Console Move Control Input Cable |  |  | HLE
1422 | 6 |  | Table motor board power cable | CTAComponent | 5440086 | 3 | Release | Each | 1.0 | Table motor board power cable |  |  | HLE
1423 | 6 |  | Table Switch Power A1P1 Input Cable | CTAComponent | 5446565 | 2 | Release | Each | 1.0 | Table Switch Power A1P1 Input Cable |  |  | HLE
1424 | 6 |  | Table tube tilt stop power cable | CTAComponent | 5447378 | 1 | Release | Each | 1.0 | Tube stop power cable |  |  | HLE
1425 | 6 |  | Table column UD motor base ground cable | CTAComponent | 5448364 | 1 | Release | Each | 1.0 | Table column UD motor base ground cable |  |  | HLE
1426 | 6 |  | Table In-Room Console Move Control Input Cable | CTAComponent | 5460784 | 4 | Release | Each | 1.0 | Table In-Room Console Move Control Input Cable |  |  | CCX
1427 | 6 |  | Table A1-boards frame ground cable | CTAComponent | 5454489 | 2 | Release | Each | 1.0 | Table A1-boards frame ground cable |  |  | HLE
1428 | 6 |  | Table column Tower A6 base ground cable | CTAComponent | 5453649 | 1 | Release | Each | 1.0 | Table column Tower A6 base ground cable |  |  | HLE
1429 | 5 | 38 |  | ECCCollectorPart | 5480084 | 3 | Release | Each | 1.0 | tabel label collector |  |  | CCX
1430 | 6 | 2 |  | CTAComponent | 5453686 | 1 | Release | Each | 1.0 | Fuse specification label |  |  | HLE
1431 | 6 | 6 |  | CTAComponent | 5449185 | 1 | Release | Each | 1.0 | Cassette size label |  |  | HLE
1432 | 6 | 1 |  | CTAComponent | 5485146 | 1 | Release | Each | 1.0 | limit switch label |  |  | CCX
1433 | 6 | 3 |  | CTAComponent | 5484970 | 1 | Release | Each | 4.0 | Position number label |  |  | CCX
1434 | 6 | 5 |  | CTAComponent | 5484944 | 1 | Release | Each | 16.0 | function grounding symbol label |  |  | CCX
1435 | 6 | 4 |  | CTAComponent | 5454527 | 1 | Release | Each | 23.0 | Grounding symbol label |  |  | HLE
1436 | 5 | 39 |  | ECCCollectorPart | 5441176 | 2 | Release | Each | 1.0 | Table cable collector |  |  | CCX
1437 | 6 | 2 |  | CTAComponent | 5451168 | 1 | Release | Each | 1.0 | II Ground Cable |  |  | HLE
1438 | 6 | 3 |  | CTAComponent | 5456926 | 4 | Release | Each | 1.0 | Table tube fan and Cable |  |  | CCX
1439 | 6 | 5 |  | CTAComponent | 5460616 | 5 | Release | Each | 1.0 | Table Tube tilt Stop cable |  |  | CCX
1440 | 6 | 9 |  | CTAComponent | 5440079 | 3 | Release | Each | 1.0 | Table SID Driver Control Cable |  |  | HLE
1441 | 6 | 8 |  | CTAComponent | 5457544 | 3 | Release | Each | 1.0 | Table Tube tilt Button and pitching limit SW Cable |  |  | CCX
1442 | 6 | 4 |  | CTAComponent | 5448190 | 1 | Release | Each | 1.0 | Table column SID Motor Driver Power Cable |  |  | HLE
1443 | 6 | 1 |  | CTAComponent | 5448207 | 1 | Release | Each | 1.0 | II Power Cable to Bulkhead J432 |  |  | HLE
1444 | 6 | 11 |  | CTAComponent | 5437143 | 3 | Release | Each | 1.0 | Table tube 0 degree SW cable |  |  | CCX
1445 | 6 | 14 |  | CTAComponent | 5452651 | 2 | Release | Each | 1.0 | Collimator Power cable |  |  | HLE
1446 | 6 | 15 |  | CTAComponent | 5443491 | 3 | Release | Each | 1.0 | Collimator ground cable |  |  | HLE
1447 | 6 | 12 |  | CTAComponent | 5451809 | 1 | Release | Each | 1.0 | Table SID potentiometer Cable |  |  | HLE
1448 | 6 | 10 |  | CTAComponent | 5459961 | 1 | Release | Each | 1.0 | Table SID motor base ground cable |  |  | HLE
1449 | 6 | 13 |  | CTAComponent | 5456779-2 | 2 | Release | Each | 1.0 | Collimator control cable 1-new |  |  | CCX
1450 | 5 | 40 |  | ECCCollectorPart | 5442003 | 5 | Release | Each | 1.0 | Table Accessary Collector |  |  | CCX
1451 | 6 | 5 |  | CTAComponent | C1213-M4C012-14 | 1 | Release | Each | 2.0 | GB_T 9074.8，M4x12mm，Grade 4.8 Steel，Zinc finish，RoHS Fastener | 25114-M4/12/PPSTPS/TC1/GB9074.8 | TR FORMAC SHANGHAI PTE LTD | HLE
1452 | 6 | 1 |  | CTAComponent | 5452031 | 2 | Release | Each | 1.0 | Cable Plastic Pipe |  |  | HLE
1453 | 6 | 6 |  | CTAComponent | 1010-M4C012-14 | 2 | Release | Each | 4.0 | Phillips Flat Head Screw, ISO 7046, M4-0.7, X12mm Long, Grade 4.8 Steel, Zinc Plated, RoHS Fastener | 11060-M4C12MXFSTZ6/965A 20589-10948-03509 24140-M4/12/KPSTMC/TC1/DIN965 | ANIXTER FASTENAL COMPANY TR FORMAC DIV OF TR FASTENINGS | STM
1454 | 6 | 10 |  | CTAComponent | 5500984 | 1 | Release | Each | 1.0 | Cable sleeve 4 |  |  | CCX
1455 | 6 | 8 |  | CTAComponent | 5500982 | 1 | Release | Each | 1.0 | Cable sleeve 2 |  |  | CCX
1456 | 6 | 9 |  | CTAComponent | 5500983 | 1 | Release | Each | 3.0 | Cable sleeve 3 |  |  | CCX
1457 | 6 | 7 |  | CTAComponent | 5500979 | 1 | Release | Each | 2.0 | Cable sleeve 1 |  |  | CCX
1458 | 6 | 12 |  | CTAComponent | 5500987 | 1 | Release | Each | 1.0 | Cable sleeve 6 |  |  | CCX
1459 | 6 | 11 |  | CTAComponent | 5500986 | 1 | Release | Each | 1.0 | Cable sleeve 5 |  |  | CCX
1460 | 5 | 37 |  | CTAComponent | 1007-M4C020-14 | 1 | Release | Each | 2.0 | Phillips Pan Head Screw, ISO 7045, M4-0.7, X20mm Long, Grade 4.8 Steel, Zinc Plated, RoHS Fastener | 20589-10948-03573 11060-M4C20MXPSTZ6/7985 | FASTENAL COMPANY ANIXTER | STM
1461 | 4 | 13 |  | CTAComponent | 5456160 | 2 | Release | Each | 1.0 | Table Board Interface Cable1 |  |  | CCX
1462 | 4 | 14 |  | ECCCollectorPart | 5498545 | 1 | Release | Each | 1.0 | pt800+ table fuse collector |  |  | CCX
1463 | 5 |  | 10A fuse | CTAComponent | 5438741 | 1 | Release | Each | 2.0 | 10A fuse |  |  | HLE
1464 | 5 |  | 2A fuse | CTAComponent | 5438743 | 1 | Release | Each | 2.0 | 2A fuse |  |  | HLE
1465 | 5 |  | 4A fuse | CTAComponent | 5449858 | 1 | Release | Each | 1.0 | 4A Fuse |  |  | HLE
1466 | 4 | 10 |  | CTAComponent | 5450106 | 1 | Release | Each | 1.0 | Grid for Precision THUNIS-800+ |  |  | HLE
1467 | 4 | 9 |  | CTAAssembly | 5473935 | 4 | Release | Each | 1.0 | Intercom Board Assembly |  |  | CCX
1468 | 5 | 2 |  | CTACircuitBoard | 5451492 | 4 | Release | Each | 1.0 | Intercom Board PWA |  |  | CCX
1469 | 6 |  | CR13, CR14 | CTAComponent | 5483033 | 1 | Release | Each | 2.0 | ULTRA LOW CAPACITANCE TVS ARRAY of 24V STAND-OFF VOLTAGE |  |  | HLE
1470 | 6 |  | U8 | CTAOOC | 5454247 | 2 | Not Recommended | Each | 1.0 | CONVERTER DAC, 24BIT, 192 KHZ, 2CHANNELS PER PKG, TSSOP10, UNKNOWN WHISKER RISK | 26334-CS4344-CZZ | CIRRUS LOGIC INC. | STE
1471 | 6 |  | U1 | CTAOOC | 2142461 | 2 | Restricted | Each | 1.0 | AMPLIFIER OP AMP OP284 DUAL AMPLIFIER_NEW OP AMP PRECISION RAIL-TO-RAIL INPUT and OUTPUT OP284 S08 | 01649-OP284FSZ | ANALOG DEVICES | STE
1472 | 6 |  | C2,C6,C22,C37,C52,C58,C63,C68 | CTAOOC | 2183937-10 | 3 | Standard | Each | 8.0 | CAPA TANT 10UF 10% 25V 6032 | 08390-T491C106K025AT 08390-B45196H5106K30 18981-293D106X9025C2TE3 19214-TAJC106K025RNJ | KEMET KEMET VISHAY AVX/KYOCERA | STE
1473 | 6 |  | J4 | CTAOOC | 2115384-2 | 2 | Standard | Each | 1.0 | FASTON TAB, 6.3X0.8MM, STRAIGHT, 5.08MM PITCH, PWB3.2, TINNED | 04947-1287 18996-1217056-1 | KEYSTONE ELECTRONICS CORP TE CONNECTIVITY | STE
1474 | 6 |  | FL2 | CTAComponent | 5482604 | 1 | Release | Each | 1.0 | CHIP EMIFIL Capacitor Type |  |  | HLE
1475 | 6 |  | R57 | CTAOOC | 5160167 | 2 | Standard | Each | 1.0 | RESISTOR, 0R, THICK FILM, 2512, 2A, 0.05 OHM | 18981-CRCW25120000Z0E 11962-RC2512JK-070RL 06725-RK73Z3AT 02254-MCR100JZHJ000 | VISHAY YAGEO KOA ROHM | STE
1476 | 6 |  | R10,R47-R54 | CTAOOC | 2234757-15 | 3 | Standard | Each | 9.0 | RESISTOR 22R1 1% 100MW 0603 THICK-FI | 02254-MCR03EZPFX22R1 00078-CR0603FX22R1ELF 18981-CRCW060322R1FKE 06725-RK73H1JTTD22R1F 11962-RC0603FR-0722R1L 05498-MC060322R1FTW 00006-WCR0603LF22R1F | ROHM BOURNS VISHAY KOA YAGEO RCD COMPONENTS INC. IRC | STE
1477 | 6 |  | U3,U15 | CTAOOC | 2196877-3 | 6 | Standard | Each | 2.0 | IC, LOGIC, 74LVC-LCX04, TSSOP14 | 18846-MC74LCX04DTG 19638-LVC04BTELL-E 00352 74LVC04APW 00495-SN74LVC04APWE4 00495-SN74LVC04APW | ON SEMICONDUCTOR RENESAS TECHNOLOGY CORP NXP (FORMERLY PHILIPS COMPONEN TEXAS INSTRUMENTS TEXAS INSTRUMENTS | STE
1478 | 6 |  | U12 | CTAOOC | 2211252-9 | 2 | Standard | Each | 1.0 | LOGIC 74AHC-VHC125 TSSOP14 | 00495-SN74AHC125PWE4 18846-MC74VHC125DTR2G | TEXAS INSTRUMENTS ON SEMICONDUCTOR | STE
1479 | 6 |  | CR1,CR2 | CTAOOC | 2224981-8 | 1 | Standard | Each | 2.0 | SEMICONDUCTOR, DIODE 130VOLTS 1M AMPS UNIDIRECTIONAL, SMB DO-214AA | 18981-P6SMB130A-E3 18846-P6SMB130AT3G | VISHAY ON SEMICONDUCTOR | STE
1480 | 6 |  | TP1-TP9 | CTAOOC | 2233921 | 2 | Standard | Each | 9.0 | TEST POINT, SMD 1005 | 04947 5015 ZZC70-TP-108-02-1-T | KEYSTONE ELECTRONICS CORP COMPONENTS CORPORATION | STE
1481 | 6 |  | U7 | CTAOOC | 2196877-40 | 2 | Standard | Each | 1.0 | LOGIC LVC-LCX 125 TSSOP | 00124-74LVC125ATTR 18846-MC74LCX125DTG 00352 74LVC125APW 00495-SN74LVC125APWRE4 00124-74LCX125TTR | ST MICROELECTRONICS ON SEMICONDUCTOR NXP (FORMERLY PHILIPS COMPONEN TEXAS INSTRUMENTS ST MICROELECTRONICS | STE
1482 | 6 |  | C84 | CTAOOC | 2187496-100 | 1 | Standard | Each | 1.0 | CAPACITOR CERAMIC, NPO, 2.7NF, 1Percent, 50V, SMD 0805 | 18981-VJ0805A272FXAA 12361-0805J0500272FC 08390-C0805C272F5GAC 19214-08055A272FAT2A | VISHAY SYFER TECHNOLOGY LIMITED KEMET AVX/KYOCERA | STE
1483 | 6 |  | C5,C31,C45 | CTAOOC | 2183937-15 | 4 | Standard | Each | 3.0 | CAPA TANT 100UF 10% 10V 7343 | 08390-T491D107K010AT 08390-B45196H2107K40 00042-293D107X9010D2TE3 19214-TAJD107K010RNJ | KEMET KEMET VISHAY SPRAGUE AVX/KYOCERA | STE
1484 | 6 |  | C107 | CTAOOC | 2235239-4 | 2 | Standard | Each | 1.0 | CAPACITOR X7R 22NF 10% 25V 0603 | 19214-06033C223KAT 11962-CC0603KRX7R8BB223 18981-VJ0603Y223KXX 08390 C0603C223K3RAC 03041-C1608X7R1E223K | AVX/KYOCERA YAGEO VISHAY KEMET TDK | STE
1485 | 6 |  | C3,C4,C7-C21,C23,C25-C27,C33,C34,C39-C41,C47,C49,C64-C67,C69,C71-C74,C80,C82,C94-C97,C99-C102 | CTAOOC | 2235239-6 | 2 | Standard | Each | 47.0 | CAPACITOR X7R 100NF 10% 16V 0603 | 08390 C0603C104K4RAC 18981-VJ0603Y104KXJ 11962-CC0603KRX7R7BB104 19214-0603YC104KAT | KEMET VISHAY YAGEO AVX/KYOCERA | STE
1486 | 6 |  | C90,C91 | CTAOOC | 2235238-8 | 1 | Standard | Each | 2.0 | CAPA NPO 1NF 5% 25V 0603 | 19214-06033A102JAT 11962-CC0603JRNPO8BN102 | AVX/KYOCERA YAGEO | STE
1487 | 6 |  | C44 | CTAOOC | 2235238-28 | 3 | Standard | Each | 1.0 | CAPACITOR 180P, 1 percent, 50V, CERAMIC, C0G NPO, 0603 | 19214-06035A181FAT 11623-NMC0603NPO181F50TRPF 11962-CC0603FRNPO9BN181 18981-VJ0603A181FXA 02862-GRM1885C1H181FA01 | AVX/KYOCERA NIC COMPONENTS CORPORATION YAGEO VISHAY MURATA | STE
1488 | 6 |  | C1,C29,C36,C55,C60-C62,C103-C106 | CTAOOC | 2235239-3 | 6 | Standard | Each | 11.0 | CAPACITOR X7R 10NF 10 PERCENT 50V 0603 | 08390 C0603C103K5RAC 03041 C1608X7R1H103K 18981-VJ0603Y103KXA 11962-CC0603KRX7R9BB103 03041-C1608X7R1H103K080AA 19214-06035C103KAT | KEMET TDK VISHAY YAGEO TDK AVX/KYOCERA | STE
1489 | 6 |  | C77 | CTAOOC | 2235238-6 | 3 | Standard | Each | 1.0 | CAPA NPO 220PF 5% 50V 0603 | 11962-CC0603JRNPO9BN221 08390 C0603C221J5GAC 00401-CEC14CW 220PF 5% 63V 03041-C1608C0G1H221J 18981-VJ0603A221JXA 03041-C1608C0G1H221J080AA | YAGEO KEMET EUROFARAD TDK VISHAY TDK | STE
1490 | 6 |  | C30,C38 | CTAOOC | 2235238-2 | 5 | Standard | Each | 2.0 | CAPA NPO 10PF 5% 50V 0603 | 00401-CEC14CW 10PF 5% 63V 03041-C1608C0G1H100D 19214-06035A100JAT 18981-VJ0603A100JXA 08390-C0603C100J5GAC 11962-CC0603JRNPO9BN100 03041-C1608C0G1H100D080AA | EUROFARAD TDK AVX/KYOCERA VISHAY KEMET YAGEO TDK | STE
1491 | 6 |  | R58,R60-R63,R67 | CTAOOC | 2292664-40 | 5 | Standard | Each | 6.0 | RESISTOR, 4K70, 0.1Percent, 63MW, THIN FILM, 25PPM, 0603 | 05498-BLU0603-4701-BT25W 10302-RNCF16-T9-4.70K-0.1% 18981-TNPW06034K70BEE 11962-RT0603BRD074K7L 00006-PCF-W0603LF-03-4701-B 06725-RN731JTTD4701B25 10302-RNCF0603BTE4K70 | RCD COMPONENTS INC. SEI VISHAY YAGEO IRC KOA SEI | STE
1492 | 6 |  | U9 | CTAOOC | 2252400-4 | 1 | Restricted | Each | 1.0 | POWER SUPPLY 5 VOLTS 306m AMPS 5 VOL REGULATED, 1000V ISOLATION, SO-28 | 00495-DCR010505UE4 | TEXAS INSTRUMENTS | STE
1493 | 6 |  | S1 | CTAOOC | 2253364-2 | 3 | Not Recommended | Each | 1.0 | SURFACE MOUNT DIP SWITCH, 4 POSITION GULL WING WITH POLYIMIDE TAPE SEAL MACHINE-INSERTABLE. WARNING: Unknown Whisker Risk | 05229-90HBW04PRT 00031-219004MST | GRAYHILL CTS CORP | STE
1494 | 6 |  | DS1-DS7 | CTAOOC | 2279219-2 | 1 | Standard | Each | 7.0 | LED GREEN LTST-C190G 0603 SMD | 18802 AP1608SGC 00941 HSMG-C190 11520 LTST-C190GKT 09050 PG1111C | KINGBRIGHT AVAGO TECHNOLOGIES LITE-ON STANLEY ELECTRIC CO LTD | STE
1495 | 6 |  | R73 | CTAOOC | 2292664-9 | 4 | Standard | Each | 1.0 | RESISTOR 10K OHMS .1 PERCENT, 0603 SMT 62.5 MW, 50 V MAX WORKING VOLTAGE | 06725-RN731JTTD1002B25 00006-PFC-W0603LF-03-1002-B 18981-TNPW060310K0BEE | KOA IRC VISHAY | STE
1496 | 6 |  | C88,C89 | CTAOOC | 2235239-21 | 2 | Standard | Each | 2.0 | CAPACITOR 0.22U, 10 PERCENT, 25V, CERAMIC, X7R, 0603 | 02862-GRM188R71E224KA88 11962-CC0603KRX7R8BB224 03041-C1608X7R1E224K 08390-C0603C224K3RAC 03041-C1608X7R1E224K080AC | MURATA YAGEO TDK KEMET TDK | STE
1497 | 6 |  | R68,R71 | CTAOOC | 2236238 | 2 | Standard | Each | 2.0 | RESISTOR, 0 OHM, THICK FILM, 0603, 1A, 0.05 OHM MAX | 02254-MCR03EZPJ000 18981-CRCW06030000Z0E 00078-CR0603J/000ELF 05498-ZC0603TW 06725-RK73Z1JT 11962-RC0603JR-070RL | ROHM VISHAY BOURNS RCD COMPONENTS INC. KOA YAGEO | STE
1498 | 6 |  | C109,C110 | CTAOOC | 2235239-14 | 1 | Standard | Each | 2.0 | CAPACITOR 33N, 10percent, 25V, CERAMIC, X7R, C0603 UM33nCC | 18981-VJ0603Y-333K-XX 08390-C0603C333K3RAC 19214-0603-3C-333-KAT | VISHAY KEMET AVX/KYOCERA | STE
1499 | 6 |  | R1-R4,R7-R9,R11,R13-R15,R17,R18,R20,R22-R24,R26,R30-R32,R34,R39,R55,R56,R79,R82-R85 | CTAOOC | 2324551-19 | 3 | Standard | Each | 30.0 | RESISTOR 2k OHMS 1 % .1 WATTS SMT 0603 THICK FILM | 06725-RK73H1JTTD2001F 11962-RC0603FR-072KL 18981-CRCW06032K00FKE 02254 MCR03EZPFX2001 00006-WCR0603LF2001F 05498-MC06032001FTW 10302-RMCF0603FT2K00 | KOA YAGEO VISHAY ROHM IRC RCD COMPONENTS INC. SEI | STE
1500 | 6 |  | R80,R81 | CTAOOC | 2324551-20 | 4 | Standard | Each | 2.0 | RESISTOR 20k OHMS 1 PERCENT .1 WATTS SMT 0603 THICK FILM | 11962-RC0603FR-0720KL 06725-RK73H1JTTD2002F 18981-CRCW060320K0FKE 00006-WCR0603LF2002F 02254 MCR03EZPFX2002 05498-MC06032002FTW 10302-RMCF0603FT20K0 | YAGEO KOA VISHAY IRC ROHM RCD COMPONENTS INC. SEI | STE
1501 | 6 |  | R37,R69 | CTAOOC | 2324551-39 | 3 | Standard | Each | 2.0 | RESISTOR 4.99k OHMS 1 % .1 WATTS SMT 0603 THICK FILM | 18981-CRCW06034K99FKE 11962-RC0603FR-074K99L 00006-WCR0603LF4991F 05498-MC06034991FTW 06725-RK73H1JTTD4991F 02254 MCR03EZPFX4991 10302-RMCF0603FT4K99 | VISHAY YAGEO IRC RCD COMPONENTS INC. KOA ROHM SEI | STE
1502 | 6 |  | R5,R6,R45 | CTAOOC | 2324551-4 | 4 | Standard | Each | 3.0 | RESISTOR 10k OHMS 1 PERCENT .1 WATTS SMT 0603 THICK FILM | 02254 MCR03EZPFX1002 06725-RK73H1JTTD1002F 10302-RMCF1/16-10K-1percent 00006-WCR0603LF1002F 18981-CRCW060310K0FKE 05498-MC06031002FTW 11962-RC0603FR-0710KL 10302-RMCF0603FT10K0 | ROHM KOA SEI IRC VISHAY RCD COMPONENTS INC. YAGEO SEI | STE
1503 | 6 |  | R66 | CTAOOC | 2324551-18 | 3 | Standard | Each | 1.0 | RESISTOR 200 OHMS 1 PERCENT .1 WATTS SMT 0603 THICK FILM | 11962-RC0603FR-07200RL 06725-RK73H1JTTD2000F 00006-WCR0603LF2000F 05498-MC06032000FTW 02254-MCR03EZPFX2000 18981-CRCW0603200RFKE 10302-RMCF0603FT200R | YAGEO KOA IRC RCD COMPONENTS INC. ROHM VISHAY SEI | STE
1504 | 6 |  | R33,R59 | CTAOOC | 2324551-3 | 3 | Standard | Each | 2.0 | RESISTOR 1k OHMS 1 PERCENT .1 WATTS SMT 0603 THICK FILM | 00006-WCR0603LF1001F 06725-RK73H1JTTD1001F 05498-MC06031001FTW 02254 MCR03EZPFX1001 11962-RC0603FR-071KL 18981-CRCW06031K00FKE 10302-RMCF0603FT1K00 | IRC KOA RCD COMPONENTS INC. ROHM YAGEO VISHAY SEI | STE
1505 | 6 |  | FL1,FL3,FL6-FL8 | CTAOOC | 2306384-3 | 1 | Standard | Each | 5.0 | FERRITE BEAD, 120 OHM at 100 MHZ, 150 MA RATING, 0603 PACKAGE | 18981-ILHB-0603ER121V | VISHAY | STE
1506 | 6 |  | R75-R78 | CTAOOC | 2324551-317 | 2 | Standard | Each | 4.0 | RESISTOR 51.1 OHMS 1 % .1 WATTS SMT 0603 THICK FILM | 02254 MCR03EZPFX51R1 11962-RC0603FR-0751R1L 00006-WCR0603LF51R1F 05498-MC060351R1FTW 18981-CRCW060351R1FKE 06725-RK73H1JTTD51R1F 10302-RMCF0603FT51R1 | ROHM YAGEO IRC RCD COMPONENTS INC. VISHAY KOA SEI | STE
1507 | 6 |  | R74 | CTAOOC | 2324551-333 | 2 | Standard | Each | 1.0 | RESISTOR 475 OHMS 1percent .1 WATTS SMT 0603 THICK FILM | 11962-RC0603FR-07475RL 18981-CRCW0603475RFKE 00078-CR0603FX4750ELF 05498-MC06034750FTW 06725-RK73H1JTTD4750F 02254-MCR03EZPFX4750 00006-WCR0603LF4750F 10302-RMCF0603FT475R | YAGEO VISHAY BOURNS RCD COMPONENTS INC. KOA ROHM IRC SEI | STE
1508 | 6 |  | R27 | CTAOOC | 2324551-91 | 2 | Standard | Each | 1.0 | RESISTOR 2.21k OHMS 1 % .1 WATTS SMT 0603 THICK FILM | 00006-WCR0603LF2211F 11962-RC0603FR-072K21L 05498-MC06032211FTW 02254 MCR03EZPFX2211 06725-RK73H1JTTD2211F 18981-CRCW06032K21FKE 10302-RMCF0603FT2K21 | IRC YAGEO RCD COMPONENTS INC. ROHM KOA VISHAY SEI | STE
1509 | 6 |  | R70 | CTAOOC | 2324551-163 | 2 | Standard | Each | 1.0 | RESISTOR 121k OHMS 1 % .1 WATTS SMT 0603 THICK FILM | 02254 MCR03EZPFX1213 06725-RK73H1JTTD1213F 00006-WCR0603LF1213F 11962-RC0603FR-07121KL 18981-CRCW0603121KFKE 05498-MC06031213FTW 10302-RMCF0603FT121K | ROHM KOA IRC YAGEO VISHAY RCD COMPONENTS INC. SEI | STE
1510 | 6 |  | R72 | CTAOOC | 2324551-193 | 2 | Standard | Each | 1.0 | RESISTOR 274k OHMS 1 % .1 WATTS SMT 0603 THICK FILM | 18981-CRCW0603274KFKE 05498-MC06032743FTW 11962-RC0603FR-07274KL 00006-WCR0603LF2743F 02254 MCR03EZPFX2743 06725-RK73H1JTTD2743F 10302-RMCF0603FT274K | VISHAY RCD COMPONENTS INC. YAGEO IRC ROHM KOA SEI | STE
1511 | 6 |  | R64,R65 | CTAOOC | 2324551-59 | 3 | Standard | Each | 2.0 | RESISTOR 121 OHMS 1 PERCENT .1 WATTS SMT 0603 THICK FILM | 00006-WCR0603LF1210F 06725-RK73H1JTTD1210F 11962-RC0603FR-07121RL 02254 MCR03EZPFX1210 18981-CRCW0603121RFKE 05498-MC06031210FTW 10302-RMCF0603FT121R | IRC KOA YAGEO ROHM VISHAY RCD COMPONENTS INC. SEI | STE
1512 | 6 |  | R12,R16,R19,R21,R25,R28,R29 | CTAOOC | 2324551-54 | 3 | Standard | Each | 7.0 | RESISTOR 511 OHMS 1 % .1 WATTS SMT 0603 THICK FILM | 18981-CRCW0603511RFKE 00006-WCR0603LF5110F 02254 MCR03EZPFX5110 11962-RC0603FR-07511RL 06725-RK73H1JTTD5110F 05498-MC06035110FTW 10302-RMCF0603FT511R | VISHAY IRC ROHM YAGEO KOA RCD COMPONENTS INC. SEI | STE
1513 | 6 |  | J3 | CTAOOC | 2402275 | 2 | Restricted | Each | 1.0 | CONNECTOR 5.08MM MSTB-GF, 1X2POS HEADER, RIGHT ANGLE, SCREW LOCK, TINNED, PWB2.4 | 11675 1776508 | PHOENIX CONTACTS | STE
1514 | 6 |  | C78,C79,C81,C83,C86,C87 | CTAOOC | 2385110-2 | 2 | Not Recommended | Each | 6.0 | CAPACITOR CERAMIC, X5R, 1UF, 10Percent, 25V, 0805 | 19214-08053D105KAT 08390-C0805C105K3PAC 02862-GRM216R61E105KA12 | AVX/KYOCERA KEMET MURATA | STE
1515 | 6 |  | C24,C28,C32,C54,C98,C108,C111-C112 | CTAOOC | 2385111 | 4 | Not Recommended | Each | 8.0 | CAPACITOR CERAMIC, X5R, 1UF, 10Percent, 10V, SMD 0603 | 07092-ECJ1VB1A105K 19214-CM105X5R105K10A 03041-C1608X5R1A105K 02862-GRM188R61A105KA61 03041-C1608X5R1A105K080AC | PANASONIC AVX/KYOCERA TDK MURATA TDK | STE
1516 | 6 |  | C85 | CTAOOC | 2385569-5 | 3 | Standard | Each | 1.0 | CAPACITOR CERAMIC, X5R, 10UF, 10Percent, 25V, SMD 1210 | 03041-C3225X5R1E106K 08390-C1210C106K3PAC 19214-CM32X5R106K25A 19214-12103D106KAT 03041-C3225X5R1E106K250AA | TDK KEMET AVX/KYOCERA AVX/KYOCERA TDK | STE
1517 | 6 |  | U10,U11 | CTAOOC | 2384570-2 | 1 | Standard | Each | 2.0 | OPTOELECTRONICS DIGITAL ISOLATOR 3.3V AND 5V TTL-CMOS COMPATIBLE, SO8 | 01649 ADUM1100BRZ | ANALOG DEVICES, INC. ANALOG DEVICES | STE
1518 | 6 |  | FL12,FL13 | CTAOOC | 2381824 | 1 | Standard | Each | 2.0 | FERRIT CHIP Z330 100MHZ 1.5A 0805 | 03041 MPZ2012S331A 02862 BLM21PG331SN1 | TDK MURATA | STE
1519 | 6 |  | L2,L3 | CTAOOC | 2367026-2 | 1 | Standard | Each | 2.0 | INDUCTOR NEW POWER 33U HENRYS 5 AMPS SMT SHIELDED PACKAGE | 00078-SRR1806-330M 07200-DS5022P-333MT | BOURNS COILCRAFT | STE
1520 | 6 |  | U2 | CTAOOC | 5128730-10 | 1 | Standard | Each | 1.0 | IC EPLD EPM1270, 1270 LE, 116 I-O, VCCINT 3.3V 2.5V, VCCIO 3.3V TO 1.5V, SPEED GRADE 5, TQFP144 | 10208-EPM1270T144C5N | ALTERA | STE
1521 | 6 |  | C75,C76,C92,C93 | CTAOOC | 5146178 | 4 | Standard | Each | 4.0 | CAPACITOR 0.47U, 10 percent, 16V, CERAMIC, X7R, 1608,U1600CS | 02862-GRM188R71C474KA88 03041-C1608X7R1C474K 08390-C0603C474K4RAC 03041-C1608X7R1C474K080AC | MURATA TDK KEMET TDK | STE
1522 | 6 |  | U17 | CTAOOC | 5151368-2 | 3 | Restricted | Each | 1.0 | LINEAR AMPLIFIER, 6.5-W MONO CLASS-D AUDIO POWER AMPLIFIER, 1 PER PKG, 20KHZ, 50MV OFFSET, TSSOP | 00495-TPA3007D1PWG4 00495-TPA3007D1PW | TEXAS INSTRUMENTS TEXAS INSTRUMENTS | STE
1523 | 6 |  | D1-D3 | CTAOOC | 5224726-2 | 1 | Standard | Each | 3.0 | DIODE, RECTIFIER, MURS120, 1A, 200V, 25NS REVERSE RECOVERY, SMB-J | 18846-MURS120T3G 18981-MURS120-E3 00037-MURS120-13-F | ON SEMICONDUCTOR VISHAY DIODES INC. | STE
1524 | 6 |  | CR17, CR22, CR23-CR24 | CTAOOC | 2408243-2 | 1 | Restricted | Each | 4.0 | DIODE, TVS, BIDIRECTIONAL, 350W PEAK, 13.3V VZ, 11A PEAK, GBLC12C, SOD323 PACKAGE | 10289-GBLC12C-LF | PROTEK DEVICES | STE
1525 | 6 |  | J1 | CTAOOC | 5124823 | 2 | Restricted | Each | 1.0 | CONNECTOR HEADER, 3 CONTACTS, PIN, RIGHT-ANGLE, 5A, 3MM PITCH, | 01525-43650-0302 | MOLEX | STE
1526 | 6 |  | CR3-CR12 | CTAOOC | 2408243 | 1 | Restricted | Each | 10.0 | U1813HE SEMICONDUCTOR DIODE 5 VOLTS 5U AMPS | 10289-GBLC05C-LF | PROTEK DEVICES | STE
1527 | 6 |  | Y1 | CTAOOC | 5409769 | 1 | Standard | Each | 1.0 | OSCILLATOR, 24.576 MHZ, 3.3V, CMOS, 50PPM, -10C TO 70C, 3.2X2.5MM SMT PACKAGE | 19214-KC3225A24.5760C30E00 19133-EB13E2D2H-24.576M 11682-SM4445TV-24.576M | AVX/KYOCERA ECLIPTEK PLETRONICS | STE
1528 | 6 |  | U6 | CTAComponent | 5450428 | 1 | Release | Each | 1.0 | 98dB,96kHz,Multi-Bit Audio AD Converter |  |  | HLE
1529 | 6 | 1 |  | CTACircuitBoard | 5451490 | 1 | Release | Each | 1.0 | PWB for Intercom Board |  |  | HLE
1530 | 6 |  | FL9,FL10 | CTAOOC | 5366219 | 1 | Restricted | Each | 2.0 | MAGNETICS, EMI COMMON MODE CHOKE, 2KOHMS AT 100MHZ, 200MA, 50V, 5X3.3MM SMD PACKAGE | 00078-DR221-333AE | BOURNS | STE
1531 | 6 |  | U4 | CTAOOC | 5394889 | 2 | Standard | Each | 1.0 | IC, AD CONVERTER, 12BITS, 4CHANNELS INPUT, SAR, T AND H, 0.5 TO 1MSPS, SERIAL OUT, 3V TO 5V VCC, ADC124S101C, MSOP10, 85C | 00036-ADC124S101CIMM/NOPB 00495-ADC124S101CIMM/NOPB | NATIONAL SEMICONDUCTOR TEXAS INSTRUMENTS | STE
1532 | 6 |  | U13,U14 | CTAOOC | 5268503-2 | 1 | Standard | Each | 2.0 | IC, TRANSCEIVER RS485-422, SINGLE, HALF DUPLEX, 16MBPS, 5V, MAX13088E, 15KV ESD PROT, SO8 | 07438-MAX13088ECSA+ 20003-SN65HVD3088EDG4 | MAXIM INTEGRATED PRODUCTS TEXAS INSTRUMENT INC. | STE
1533 | 6 |  | C70 | CTAOOC | 46-312294P3 | 3 | Restricted | Each | 1.0 | CAPACITOR TANTALUM, 3.3UF, 10Percent, 16V, SMD 3528 | 18981-293D335X9016B2TE3 08390-T491B335K016AT | VISHAY KEMET | STE
1534 | 6 |  | VR1,VR3 | CTAOOC | 2105122-2 | 3 | Standard | Each | 2.0 | REGULATOR AND REFERENCE VOLTAGE REGU INTERNAL OVERCURRENT LIMITING CIRCUITRY | 06921-LT1117CST-3.3#PBF 00495-REG1117-3.3G4 00036-LM1117MPX-3.3/NOPB 00495-LM1117MPX-3.3/NOPB | LINEAR TECHNOLOGY TEXAS INSTRUMENTS NATIONAL SEMICONDUCTOR TEXAS INSTRUMENTS | STE
1535 | 6 |  | VR2 | CTAOOC | 2105122-6 | 1 | Standard | Each | 1.0 | IC REG, LDO, +5V, 0.8A, LT1117, SOT223 | 06921-LT1117CST-5#PBF | LINEAR TECHNOLOGY | STE
1536 | 6 |  | C42,C43,C48,C50,C56 | CTAOOC | 46-302742P8 | 3 | Standard | Each | 5.0 | CAPACITOR FIXED 1u FARADS 35 VOLTS .138L .110W .075H 3528 SURFACE MOUNT DEVICE | 18981-293D105X9035B2TE3 08390-T491B105K035AT | VISHAY KEMET | STE
1537 | 6 |  | FL4,FL5 | CTAOOC | 46-312066P4 | 2 | Standard | Each | 2.0 | FERRITE BEAD 3.0A, 50OHM AT 100 MHZ SMT 1206 | 02862-BLM31PG500SN1 19114-HI1206T500R-10 | MURATA LAIRD TECHNOLOGIES | STE
1538 | 6 |  | J9 | CTAOOC | 46-289446P7 | 1 | Restricted | Each | 1.0 | CONNECTOR 2 CONTACTS 250 VOLTS 3 AMP SINGLE ROW, RIGHT ANGLE LOW PROFILE | 01525 70553-0001 | MOLEX | STE
1539 | 6 |  | J5-J7 | CTAOOC | 46-275208P2 | 2 | Restricted | Each | 3.0 | 003 CONT PCB MOUNT HSG RT ANGLE | 01525-70555-0072 | MOLEX | STE
1540 | 6 |  | J8 | CTAOOC | 2109908 | 7 | Standard | Each | 1.0 | CONNECTOR_NEW RECTANGULAR, D- 9 EACH D-SUBMINIATURE RIGHT ANGLE CONNECTOR FRONT METAL SHELL 9 PINS 747840-4 | 18996-5747840-4 01940-6E17-C-009-P-AJ-1-21 10099-09 68 163 5812 00214-D09P33E6GX00LF | TE CONNECTIVITY AMPHENOL HARTING FCI | STE
1541 | 6 |  | J2 | CTAOOC | 2106009-6 | 1 | Restricted | Each | 1.0 | CONNEC LOW-PROF TRANSI 10C HEAD STR | 01940 821-A010P-AM-A00 00214-75869-101LF 00266-N2510-6002RB 10099-09 18 510 6324 18996-5103308-1 | AMPHENOL FCI 3M (MINNESOTA MINING MFG) HARTING TE CONNECTIVITY | STE
1542 | 5 | 1 |  | CTASoftware | 5474007 | 2 | Release | Each | 1.0 | Precision THUNIS-800+ Intercom firmware |  |  | CCX
1543 | 4 | 12 |  | ECCCollectorPart | 5479475 | 1 | Release | Each | 1.0 | TIE Collector |  |  | HLE
1544 | 5 | 1 |  | CTAComponent | 5438938 | 1 | Release | Each | 40.0 | NYLON BINDING TIE CLAMP HellermannTyton T-50L tie wrap 383x4.8mm Max Bundle Dia 105mm |  |  | HLE
1545 | 5 | 2 |  | CTAComponent | 5461759 | 1 | Release | Each | 100.0 | NYLON BINDING TIE CLAMP KSS CV-180 tie wrap 180x3.6mm Max Bundle Dia 46mm |  |  | HLE
1546 | 3 | 13 |  | ECCCollectorPart | 5453387 | 3 | Release | Each | 1.0 | Manual kit for Precision THUNIS-800+ |  |  | HLE
1547 | 4 | 2 |  | CTATechnicalPublication | 5445574-1EN | 4 | Release | Each | 1.0 | Precision THUNIS-800+ OPERATOR MANUAL - English |  |  | HLE
1548 | 4 | 1 |  | CTATechnicalPublication | 5442442-1EN | 4 | Release | Each | 1.0 | Precision THUNIS-800+ Pre-Installation manual |  |  | HLE
1549 | 4 | 4 |  | CTATechnicalPublication | 5458232-1EN | 5 | Release | Each | 1.0 | Precision THUNIS-800+ Service Manual - Class A |  |  | HLE
1550 | 4 | 3 |  | CTAComponent | 5445574-299 | 4 | Release | Each | 1.0 | Precision THUNIS-800+ OPERATOR MANUAL - CD |  |  | HLE
1551 | 3 | 5 |  | ECCCollectorPart | 5458225 | 8 | Release | Each | 1.0 | PSTM800 Integrated Console for Precision THUNIS-800+ |  |  | CCX
1552 | 4 | 4 |  | CTAAssembly | 5458964 | 8 | Release | Each | 1.0 | Console desk assembly |  |  | CCX
1553 | 5 | 1 |  | CTAComponent | 1000-M5C030-31 | 3 | Release | Each | 4.0 | Hexagon Socket Head Cap Screw, M5-0.8, X30mm Long, A2-70 Stainless Steel, Passivate, RoHS Fastener | 11060-M5C30KCSSJ/912 24140-M5/30/HHA2BL/PAS 20589-MS2540030A20000 A0996-1233327 10487-5100200-5+30 | ANIXTER TR FORMAC DIV OF TR FASTENINGS FASTENAL COMPANY BOSSARD OHTA | STM
1554 | 5 | 5 |  | CTAAssembly | 5448909 | 6 | Release | Each | 1.0 | Desk assembly |  |  | CCX
1555 | 6 | 2 |  | CTAComponent | 1007-M4C010-14 | 2 | Release | Each | 35.0 | Phillips Pan Head Screw, ISO 7045, M4-0.7, X10mm Long, Grade 4.8 Steel, Zinc Plated, RoHS Fastener | 11060-M4C10MXPSTZ6/7985 20589-10948-03570 24140-M4/10/PPSTMC/TC1/ISO7045 | ANIXTER FASTENAL COMPANY TR FORMAC DIV OF TR FASTENINGS | STM
1556 | 6 | 3 |  | CTAComponent | 1010-M4C010-14 | 2 | Release | Each | 2.0 | Phillips Flat Head Screw, ISO 7046, M4-0.7, X10mm Long, Grade 4.8 Steel, Zinc Plated, RoHS Fastener | 20589-10948-03508 11060-M4C10MXFSTZ6/965A 24140-M4/10/KPSTMC/TC1/DIN965 | FASTENAL COMPANY ANIXTER TR FORMAC DIV OF TR FASTENINGS | STM
1557 | 6 | 1 |  | CTAComponent | 1007-M3C008-14 | 2 | Release | Each | 4.0 | Phillips Pan Head Screw, ISO 7045, M3-0.5, X8mm Long, Grade 4.8 Steel, Zinc Plated, RoHS Fastener | 20589-10948-03564 11060-M3C8MXPSTZ6/7985 24140-M3/8/PPSTMC/TC1/ISO7045 A0996-BN 384 M3 x 8mm CR6+FREE 24432-91188 | FASTENAL COMPANY ANIXTER TR FORMAC DIV OF TR FASTENINGS BOSSARD FASTENAL | STM
1558 | 6 | 7 |  | CTAComponent | 2106-M3-05 | 2 | Release | Each | 4.0 | Spring Lock Washer with Flat Ends JIS B1251, M3, Spring Steel, Zinc Plated, Rohs Fastener | 24140-MEP M3/SPSTWA/TC1D/JIS B1251 | TR FORMAC DIV OF TR FASTENINGS | STM
1559 | 6 | 5 |  | CTAComponent | 2000-M4-03 | 3 | Release | Each | 29.0 | FLAT WASHER - NORMAL SERIES, ISO 7089, M4 CLASS 200H STEEL, ZINC PLATED RoHS FASTENER | 24140-M4/-/PWSTWA/TC1/DIN125 10487-2000-M4-03 A0996-BN 343 M4 CR6+FREE 24432-11103691 11060-M4NWSFSTZ6/125ATP | TR FORMAC DIV OF TR FASTENINGS OHTA BOSSARD FASTENAL ANIXTER | STM
1560 | 6 | 6 |  | CTAComponent | 2001-M5-02 | 3 | Release | Each | 2.0 | Large Flat Washer, ISO7093, M5, Steel 140HV, Zinc Plated, RoHS Fastener | 20589-10948-03468 11060-M5NWFESTZ6/9021B A0996-BN 729 M5 CR6+FREE 24140-M5/-/PWSTWA/TC1/DIN9021 | FASTENAL COMPANY ANIXTER BOSSARD TR FORMAC DIV OF TR FASTENINGS | STM
1561 | 6 | 4 |  | CTAComponent | 2000-M3-03 | 2 | Release | Each | 4.0 | WASHER PLAIN - LARGE 3.2 MM 7 MM , HV200, Steel, Zinc plate RoHS Washer | 10487-2000-M3-03 23983-6083737 24140-200-M3-03 | OHTA BOSSARD CHINA TR FORMAC DIV OF TR FASTENINGS | STM
1562 | 6 | 18 |  | CTAComponent | 5457946 | 1 | Release | Each | 2.0 | RICHCO FTH-7A1-RT FLAT TIE HOLDER 25.4x25.4x7.1mm, ACCOMODATES 5x2mm |  |  | HLE
1563 | 6 | 20 |  | CTAComponent | 5491252 | 1 | Release | Each | 1.0 | Desk copper grounding bar |  |  | CCX
1564 | 6 | 19 |  | CTAAssembly | 5473935 | 4 | Release | Each | 1.0 | Intercom Board Assembly |  |  | CCX
1565 | 7 | 2 |  | CTACircuitBoard | 5451492 | 4 | Release | Each | 1.0 | Intercom Board PWA |  |  | CCX
1566 | 8 |  | CR13, CR14 | CTAComponent | 5483033 | 1 | Release | Each | 2.0 | ULTRA LOW CAPACITANCE TVS ARRAY of 24V STAND-OFF VOLTAGE |  |  | HLE
1567 | 8 |  | U8 | CTAOOC | 5454247 | 2 | Not Recommended | Each | 1.0 | CONVERTER DAC, 24BIT, 192 KHZ, 2CHANNELS PER PKG, TSSOP10, UNKNOWN WHISKER RISK | 26334-CS4344-CZZ | CIRRUS LOGIC INC. | STE
1568 | 8 |  | U1 | CTAOOC | 2142461 | 2 | Restricted | Each | 1.0 | AMPLIFIER OP AMP OP284 DUAL AMPLIFIER_NEW OP AMP PRECISION RAIL-TO-RAIL INPUT and OUTPUT OP284 S08 | 01649-OP284FSZ | ANALOG DEVICES | STE
1569 | 8 |  | C2,C6,C22,C37,C52,C58,C63,C68 | CTAOOC | 2183937-10 | 3 | Standard | Each | 8.0 | CAPA TANT 10UF 10% 25V 6032 | 08390-T491C106K025AT 08390-B45196H5106K30 18981-293D106X9025C2TE3 19214-TAJC106K025RNJ | KEMET KEMET VISHAY AVX/KYOCERA | STE
1570 | 8 |  | J4 | CTAOOC | 2115384-2 | 2 | Standard | Each | 1.0 | FASTON TAB, 6.3X0.8MM, STRAIGHT, 5.08MM PITCH, PWB3.2, TINNED | 04947-1287 18996-1217056-1 | KEYSTONE ELECTRONICS CORP TE CONNECTIVITY | STE
1571 | 8 |  | FL2 | CTAComponent | 5482604 | 1 | Release | Each | 1.0 | CHIP EMIFIL Capacitor Type |  |  | HLE
1572 | 8 |  | R57 | CTAOOC | 5160167 | 2 | Standard | Each | 1.0 | RESISTOR, 0R, THICK FILM, 2512, 2A, 0.05 OHM | 18981-CRCW25120000Z0E 11962-RC2512JK-070RL 06725-RK73Z3AT 02254-MCR100JZHJ000 | VISHAY YAGEO KOA ROHM | STE
1573 | 8 |  | R10,R47-R54 | CTAOOC | 2234757-15 | 3 | Standard | Each | 9.0 | RESISTOR 22R1 1% 100MW 0603 THICK-FI | 02254-MCR03EZPFX22R1 00078-CR0603FX22R1ELF 18981-CRCW060322R1FKE 06725-RK73H1JTTD22R1F 11962-RC0603FR-0722R1L 05498-MC060322R1FTW 00006-WCR0603LF22R1F | ROHM BOURNS VISHAY KOA YAGEO RCD COMPONENTS INC. IRC | STE
1574 | 8 |  | U3,U15 | CTAOOC | 2196877-3 | 6 | Standard | Each | 2.0 | IC, LOGIC, 74LVC-LCX04, TSSOP14 | 18846-MC74LCX04DTG 19638-LVC04BTELL-E 00352 74LVC04APW 00495-SN74LVC04APWE4 00495-SN74LVC04APW | ON SEMICONDUCTOR RENESAS TECHNOLOGY CORP NXP (FORMERLY PHILIPS COMPONEN TEXAS INSTRUMENTS TEXAS INSTRUMENTS | STE
1575 | 8 |  | U12 | CTAOOC | 2211252-9 | 2 | Standard | Each | 1.0 | LOGIC 74AHC-VHC125 TSSOP14 | 00495-SN74AHC125PWE4 18846-MC74VHC125DTR2G | TEXAS INSTRUMENTS ON SEMICONDUCTOR | STE
1576 | 8 |  | CR1,CR2 | CTAOOC | 2224981-8 | 1 | Standard | Each | 2.0 | SEMICONDUCTOR, DIODE 130VOLTS 1M AMPS UNIDIRECTIONAL, SMB DO-214AA | 18981-P6SMB130A-E3 18846-P6SMB130AT3G | VISHAY ON SEMICONDUCTOR | STE
1577 | 8 |  | TP1-TP9 | CTAOOC | 2233921 | 2 | Standard | Each | 9.0 | TEST POINT, SMD 1005 | 04947 5015 ZZC70-TP-108-02-1-T | KEYSTONE ELECTRONICS CORP COMPONENTS CORPORATION | STE
1578 | 8 |  | U7 | CTAOOC | 2196877-40 | 2 | Standard | Each | 1.0 | LOGIC LVC-LCX 125 TSSOP | 00124-74LVC125ATTR 18846-MC74LCX125DTG 00352 74LVC125APW 00495-SN74LVC125APWRE4 00124-74LCX125TTR | ST MICROELECTRONICS ON SEMICONDUCTOR NXP (FORMERLY PHILIPS COMPONEN TEXAS INSTRUMENTS ST MICROELECTRONICS | STE
1579 | 8 |  | C84 | CTAOOC | 2187496-100 | 1 | Standard | Each | 1.0 | CAPACITOR CERAMIC, NPO, 2.7NF, 1Percent, 50V, SMD 0805 | 18981-VJ0805A272FXAA 12361-0805J0500272FC 08390-C0805C272F5GAC 19214-08055A272FAT2A | VISHAY SYFER TECHNOLOGY LIMITED KEMET AVX/KYOCERA | STE
1580 | 8 |  | C5,C31,C45 | CTAOOC | 2183937-15 | 4 | Standard | Each | 3.0 | CAPA TANT 100UF 10% 10V 7343 | 08390-T491D107K010AT 08390-B45196H2107K40 00042-293D107X9010D2TE3 19214-TAJD107K010RNJ | KEMET KEMET VISHAY SPRAGUE AVX/KYOCERA | STE
1581 | 8 |  | C107 | CTAOOC | 2235239-4 | 2 | Standard | Each | 1.0 | CAPACITOR X7R 22NF 10% 25V 0603 | 19214-06033C223KAT 11962-CC0603KRX7R8BB223 18981-VJ0603Y223KXX 08390 C0603C223K3RAC 03041-C1608X7R1E223K | AVX/KYOCERA YAGEO VISHAY KEMET TDK | STE
1582 | 8 |  | C3,C4,C7-C21,C23,C25-C27,C33,C34,C39-C41,C47,C49,C64-C67,C69,C71-C74,C80,C82,C94-C97,C99-C102 | CTAOOC | 2235239-6 | 2 | Standard | Each | 47.0 | CAPACITOR X7R 100NF 10% 16V 0603 | 08390 C0603C104K4RAC 18981-VJ0603Y104KXJ 11962-CC0603KRX7R7BB104 19214-0603YC104KAT | KEMET VISHAY YAGEO AVX/KYOCERA | STE
1583 | 8 |  | C90,C91 | CTAOOC | 2235238-8 | 1 | Standard | Each | 2.0 | CAPA NPO 1NF 5% 25V 0603 | 19214-06033A102JAT 11962-CC0603JRNPO8BN102 | AVX/KYOCERA YAGEO | STE
1584 | 8 |  | C44 | CTAOOC | 2235238-28 | 3 | Standard | Each | 1.0 | CAPACITOR 180P, 1 percent, 50V, CERAMIC, C0G NPO, 0603 | 19214-06035A181FAT 11623-NMC0603NPO181F50TRPF 11962-CC0603FRNPO9BN181 18981-VJ0603A181FXA 02862-GRM1885C1H181FA01 | AVX/KYOCERA NIC COMPONENTS CORPORATION YAGEO VISHAY MURATA | STE
1585 | 8 |  | C1,C29,C36,C55,C60-C62,C103-C106 | CTAOOC | 2235239-3 | 6 | Standard | Each | 11.0 | CAPACITOR X7R 10NF 10 PERCENT 50V 0603 | 08390 C0603C103K5RAC 03041 C1608X7R1H103K 18981-VJ0603Y103KXA 11962-CC0603KRX7R9BB103 03041-C1608X7R1H103K080AA 19214-06035C103KAT | KEMET TDK VISHAY YAGEO TDK AVX/KYOCERA | STE
1586 | 8 |  | C77 | CTAOOC | 2235238-6 | 3 | Standard | Each | 1.0 | CAPA NPO 220PF 5% 50V 0603 | 11962-CC0603JRNPO9BN221 08390 C0603C221J5GAC 00401-CEC14CW 220PF 5% 63V 03041-C1608C0G1H221J 18981-VJ0603A221JXA 03041-C1608C0G1H221J080AA | YAGEO KEMET EUROFARAD TDK VISHAY TDK | STE
1587 | 8 |  | C30,C38 | CTAOOC | 2235238-2 | 5 | Standard | Each | 2.0 | CAPA NPO 10PF 5% 50V 0603 | 00401-CEC14CW 10PF 5% 63V 03041-C1608C0G1H100D 19214-06035A100JAT 18981-VJ0603A100JXA 08390-C0603C100J5GAC 11962-CC0603JRNPO9BN100 03041-C1608C0G1H100D080AA | EUROFARAD TDK AVX/KYOCERA VISHAY KEMET YAGEO TDK | STE
1588 | 8 |  | R58,R60-R63,R67 | CTAOOC | 2292664-40 | 5 | Standard | Each | 6.0 | RESISTOR, 4K70, 0.1Percent, 63MW, THIN FILM, 25PPM, 0603 | 05498-BLU0603-4701-BT25W 10302-RNCF16-T9-4.70K-0.1% 18981-TNPW06034K70BEE 11962-RT0603BRD074K7L 00006-PCF-W0603LF-03-4701-B 06725-RN731JTTD4701B25 10302-RNCF0603BTE4K70 | RCD COMPONENTS INC. SEI VISHAY YAGEO IRC KOA SEI | STE
1589 | 8 |  | U9 | CTAOOC | 2252400-4 | 1 | Restricted | Each | 1.0 | POWER SUPPLY 5 VOLTS 306m AMPS 5 VOL REGULATED, 1000V ISOLATION, SO-28 | 00495-DCR010505UE4 | TEXAS INSTRUMENTS | STE
1590 | 8 |  | S1 | CTAOOC | 2253364-2 | 3 | Not Recommended | Each | 1.0 | SURFACE MOUNT DIP SWITCH, 4 POSITION GULL WING WITH POLYIMIDE TAPE SEAL MACHINE-INSERTABLE. WARNING: Unknown Whisker Risk | 05229-90HBW04PRT 00031-219004MST | GRAYHILL CTS CORP | STE
1591 | 8 |  | DS1-DS7 | CTAOOC | 2279219-2 | 1 | Standard | Each | 7.0 | LED GREEN LTST-C190G 0603 SMD | 18802 AP1608SGC 00941 HSMG-C190 11520 LTST-C190GKT 09050 PG1111C | KINGBRIGHT AVAGO TECHNOLOGIES LITE-ON STANLEY ELECTRIC CO LTD | STE
1592 | 8 |  | R73 | CTAOOC | 2292664-9 | 4 | Standard | Each | 1.0 | RESISTOR 10K OHMS .1 PERCENT, 0603 SMT 62.5 MW, 50 V MAX WORKING VOLTAGE | 06725-RN731JTTD1002B25 00006-PFC-W0603LF-03-1002-B 18981-TNPW060310K0BEE | KOA IRC VISHAY | STE
1593 | 8 |  | C88,C89 | CTAOOC | 2235239-21 | 2 | Standard | Each | 2.0 | CAPACITOR 0.22U, 10 PERCENT, 25V, CERAMIC, X7R, 0603 | 02862-GRM188R71E224KA88 11962-CC0603KRX7R8BB224 03041-C1608X7R1E224K 08390-C0603C224K3RAC 03041-C1608X7R1E224K080AC | MURATA YAGEO TDK KEMET TDK | STE
1594 | 8 |  | R68,R71 | CTAOOC | 2236238 | 2 | Standard | Each | 2.0 | RESISTOR, 0 OHM, THICK FILM, 0603, 1A, 0.05 OHM MAX | 02254-MCR03EZPJ000 18981-CRCW06030000Z0E 00078-CR0603J/000ELF 05498-ZC0603TW 06725-RK73Z1JT 11962-RC0603JR-070RL | ROHM VISHAY BOURNS RCD COMPONENTS INC. KOA YAGEO | STE
1595 | 8 |  | C109,C110 | CTAOOC | 2235239-14 | 1 | Standard | Each | 2.0 | CAPACITOR 33N, 10percent, 25V, CERAMIC, X7R, C0603 UM33nCC | 18981-VJ0603Y-333K-XX 08390-C0603C333K3RAC 19214-0603-3C-333-KAT | VISHAY KEMET AVX/KYOCERA | STE
1596 | 8 |  | R1-R4,R7-R9,R11,R13-R15,R17,R18,R20,R22-R24,R26,R30-R32,R34,R39,R55,R56,R79,R82-R85 | CTAOOC | 2324551-19 | 3 | Standard | Each | 30.0 | RESISTOR 2k OHMS 1 % .1 WATTS SMT 0603 THICK FILM | 06725-RK73H1JTTD2001F 11962-RC0603FR-072KL 18981-CRCW06032K00FKE 02254 MCR03EZPFX2001 00006-WCR0603LF2001F 05498-MC06032001FTW 10302-RMCF0603FT2K00 | KOA YAGEO VISHAY ROHM IRC RCD COMPONENTS INC. SEI | STE
1597 | 8 |  | R80,R81 | CTAOOC | 2324551-20 | 4 | Standard | Each | 2.0 | RESISTOR 20k OHMS 1 PERCENT .1 WATTS SMT 0603 THICK FILM | 11962-RC0603FR-0720KL 06725-RK73H1JTTD2002F 18981-CRCW060320K0FKE 00006-WCR0603LF2002F 02254 MCR03EZPFX2002 05498-MC06032002FTW 10302-RMCF0603FT20K0 | YAGEO KOA VISHAY IRC ROHM RCD COMPONENTS INC. SEI | STE
1598 | 8 |  | R37,R69 | CTAOOC | 2324551-39 | 3 | Standard | Each | 2.0 | RESISTOR 4.99k OHMS 1 % .1 WATTS SMT 0603 THICK FILM | 18981-CRCW06034K99FKE 11962-RC0603FR-074K99L 00006-WCR0603LF4991F 05498-MC06034991FTW 06725-RK73H1JTTD4991F 02254 MCR03EZPFX4991 10302-RMCF0603FT4K99 | VISHAY YAGEO IRC RCD COMPONENTS INC. KOA ROHM SEI | STE
1599 | 8 |  | R5,R6,R45 | CTAOOC | 2324551-4 | 4 | Standard | Each | 3.0 | RESISTOR 10k OHMS 1 PERCENT .1 WATTS SMT 0603 THICK FILM | 02254 MCR03EZPFX1002 06725-RK73H1JTTD1002F 10302-RMCF1/16-10K-1percent 00006-WCR0603LF1002F 18981-CRCW060310K0FKE 05498-MC06031002FTW 11962-RC0603FR-0710KL 10302-RMCF0603FT10K0 | ROHM KOA SEI IRC VISHAY RCD COMPONENTS INC. YAGEO SEI | STE
1600 | 8 |  | R66 | CTAOOC | 2324551-18 | 3 | Standard | Each | 1.0 | RESISTOR 200 OHMS 1 PERCENT .1 WATTS SMT 0603 THICK FILM | 11962-RC0603FR-07200RL 06725-RK73H1JTTD2000F 00006-WCR0603LF2000F 05498-MC06032000FTW 02254-MCR03EZPFX2000 18981-CRCW0603200RFKE 10302-RMCF0603FT200R | YAGEO KOA IRC RCD COMPONENTS INC. ROHM VISHAY SEI | STE
1601 | 8 |  | R33,R59 | CTAOOC | 2324551-3 | 3 | Standard | Each | 2.0 | RESISTOR 1k OHMS 1 PERCENT .1 WATTS SMT 0603 THICK FILM | 00006-WCR0603LF1001F 06725-RK73H1JTTD1001F 05498-MC06031001FTW 02254 MCR03EZPFX1001 11962-RC0603FR-071KL 18981-CRCW06031K00FKE 10302-RMCF0603FT1K00 | IRC KOA RCD COMPONENTS INC. ROHM YAGEO VISHAY SEI | STE
1602 | 8 |  | FL1,FL3,FL6-FL8 | CTAOOC | 2306384-3 | 1 | Standard | Each | 5.0 | FERRITE BEAD, 120 OHM at 100 MHZ, 150 MA RATING, 0603 PACKAGE | 18981-ILHB-0603ER121V | VISHAY | STE
1603 | 8 |  | R75-R78 | CTAOOC | 2324551-317 | 2 | Standard | Each | 4.0 | RESISTOR 51.1 OHMS 1 % .1 WATTS SMT 0603 THICK FILM | 02254 MCR03EZPFX51R1 11962-RC0603FR-0751R1L 00006-WCR0603LF51R1F 05498-MC060351R1FTW 18981-CRCW060351R1FKE 06725-RK73H1JTTD51R1F 10302-RMCF0603FT51R1 | ROHM YAGEO IRC RCD COMPONENTS INC. VISHAY KOA SEI | STE
1604 | 8 |  | R74 | CTAOOC | 2324551-333 | 2 | Standard | Each | 1.0 | RESISTOR 475 OHMS 1percent .1 WATTS SMT 0603 THICK FILM | 11962-RC0603FR-07475RL 18981-CRCW0603475RFKE 00078-CR0603FX4750ELF 05498-MC06034750FTW 06725-RK73H1JTTD4750F 02254-MCR03EZPFX4750 00006-WCR0603LF4750F 10302-RMCF0603FT475R | YAGEO VISHAY BOURNS RCD COMPONENTS INC. KOA ROHM IRC SEI | STE
1605 | 8 |  | R27 | CTAOOC | 2324551-91 | 2 | Standard | Each | 1.0 | RESISTOR 2.21k OHMS 1 % .1 WATTS SMT 0603 THICK FILM | 00006-WCR0603LF2211F 11962-RC0603FR-072K21L 05498-MC06032211FTW 02254 MCR03EZPFX2211 06725-RK73H1JTTD2211F 18981-CRCW06032K21FKE 10302-RMCF0603FT2K21 | IRC YAGEO RCD COMPONENTS INC. ROHM KOA VISHAY SEI | STE
1606 | 8 |  | R70 | CTAOOC | 2324551-163 | 2 | Standard | Each | 1.0 | RESISTOR 121k OHMS 1 % .1 WATTS SMT 0603 THICK FILM | 02254 MCR03EZPFX1213 06725-RK73H1JTTD1213F 00006-WCR0603LF1213F 11962-RC0603FR-07121KL 18981-CRCW0603121KFKE 05498-MC06031213FTW 10302-RMCF0603FT121K | ROHM KOA IRC YAGEO VISHAY RCD COMPONENTS INC. SEI | STE
1607 | 8 |  | R72 | CTAOOC | 2324551-193 | 2 | Standard | Each | 1.0 | RESISTOR 274k OHMS 1 % .1 WATTS SMT 0603 THICK FILM | 18981-CRCW0603274KFKE 05498-MC06032743FTW 11962-RC0603FR-07274KL 00006-WCR0603LF2743F 02254 MCR03EZPFX2743 06725-RK73H1JTTD2743F 10302-RMCF0603FT274K | VISHAY RCD COMPONENTS INC. YAGEO IRC ROHM KOA SEI | STE
1608 | 8 |  | R64,R65 | CTAOOC | 2324551-59 | 3 | Standard | Each | 2.0 | RESISTOR 121 OHMS 1 PERCENT .1 WATTS SMT 0603 THICK FILM | 00006-WCR0603LF1210F 06725-RK73H1JTTD1210F 11962-RC0603FR-07121RL 02254 MCR03EZPFX1210 18981-CRCW0603121RFKE 05498-MC06031210FTW 10302-RMCF0603FT121R | IRC KOA YAGEO ROHM VISHAY RCD COMPONENTS INC. SEI | STE
1609 | 8 |  | R12,R16,R19,R21,R25,R28,R29 | CTAOOC | 2324551-54 | 3 | Standard | Each | 7.0 | RESISTOR 511 OHMS 1 % .1 WATTS SMT 0603 THICK FILM | 18981-CRCW0603511RFKE 00006-WCR0603LF5110F 02254 MCR03EZPFX5110 11962-RC0603FR-07511RL 06725-RK73H1JTTD5110F 05498-MC06035110FTW 10302-RMCF0603FT511R | VISHAY IRC ROHM YAGEO KOA RCD COMPONENTS INC. SEI | STE
1610 | 8 |  | J3 | CTAOOC | 2402275 | 2 | Restricted | Each | 1.0 | CONNECTOR 5.08MM MSTB-GF, 1X2POS HEADER, RIGHT ANGLE, SCREW LOCK, TINNED, PWB2.4 | 11675 1776508 | PHOENIX CONTACTS | STE
1611 | 8 |  | C78,C79,C81,C83,C86,C87 | CTAOOC | 2385110-2 | 2 | Not Recommended | Each | 6.0 | CAPACITOR CERAMIC, X5R, 1UF, 10Percent, 25V, 0805 | 19214-08053D105KAT 08390-C0805C105K3PAC 02862-GRM216R61E105KA12 | AVX/KYOCERA KEMET MURATA | STE
1612 | 8 |  | C24,C28,C32,C54,C98,C108,C111-C112 | CTAOOC | 2385111 | 4 | Not Recommended | Each | 8.0 | CAPACITOR CERAMIC, X5R, 1UF, 10Percent, 10V, SMD 0603 | 07092-ECJ1VB1A105K 19214-CM105X5R105K10A 03041-C1608X5R1A105K 02862-GRM188R61A105KA61 03041-C1608X5R1A105K080AC | PANASONIC AVX/KYOCERA TDK MURATA TDK | STE
1613 | 8 |  | C85 | CTAOOC | 2385569-5 | 3 | Standard | Each | 1.0 | CAPACITOR CERAMIC, X5R, 10UF, 10Percent, 25V, SMD 1210 | 03041-C3225X5R1E106K 08390-C1210C106K3PAC 19214-CM32X5R106K25A 19214-12103D106KAT 03041-C3225X5R1E106K250AA | TDK KEMET AVX/KYOCERA AVX/KYOCERA TDK | STE
1614 | 8 |  | U10,U11 | CTAOOC | 2384570-2 | 1 | Standard | Each | 2.0 | OPTOELECTRONICS DIGITAL ISOLATOR 3.3V AND 5V TTL-CMOS COMPATIBLE, SO8 | 01649 ADUM1100BRZ | ANALOG DEVICES, INC. ANALOG DEVICES | STE
1615 | 8 |  | FL12,FL13 | CTAOOC | 2381824 | 1 | Standard | Each | 2.0 | FERRIT CHIP Z330 100MHZ 1.5A 0805 | 03041 MPZ2012S331A 02862 BLM21PG331SN1 | TDK MURATA | STE
1616 | 8 |  | L2,L3 | CTAOOC | 2367026-2 | 1 | Standard | Each | 2.0 | INDUCTOR NEW POWER 33U HENRYS 5 AMPS SMT SHIELDED PACKAGE | 00078-SRR1806-330M 07200-DS5022P-333MT | BOURNS COILCRAFT | STE
1617 | 8 |  | U2 | CTAOOC | 5128730-10 | 1 | Standard | Each | 1.0 | IC EPLD EPM1270, 1270 LE, 116 I-O, VCCINT 3.3V 2.5V, VCCIO 3.3V TO 1.5V, SPEED GRADE 5, TQFP144 | 10208-EPM1270T144C5N | ALTERA | STE
1618 | 8 |  | C75,C76,C92,C93 | CTAOOC | 5146178 | 4 | Standard | Each | 4.0 | CAPACITOR 0.47U, 10 percent, 16V, CERAMIC, X7R, 1608,U1600CS | 02862-GRM188R71C474KA88 03041-C1608X7R1C474K 08390-C0603C474K4RAC 03041-C1608X7R1C474K080AC | MURATA TDK KEMET TDK | STE
1619 | 8 |  | U17 | CTAOOC | 5151368-2 | 3 | Restricted | Each | 1.0 | LINEAR AMPLIFIER, 6.5-W MONO CLASS-D AUDIO POWER AMPLIFIER, 1 PER PKG, 20KHZ, 50MV OFFSET, TSSOP | 00495-TPA3007D1PWG4 00495-TPA3007D1PW | TEXAS INSTRUMENTS TEXAS INSTRUMENTS | STE
1620 | 8 |  | D1-D3 | CTAOOC | 5224726-2 | 1 | Standard | Each | 3.0 | DIODE, RECTIFIER, MURS120, 1A, 200V, 25NS REVERSE RECOVERY, SMB-J | 18846-MURS120T3G 18981-MURS120-E3 00037-MURS120-13-F | ON SEMICONDUCTOR VISHAY DIODES INC. | STE
1621 | 8 |  | CR17, CR22, CR23-CR24 | CTAOOC | 2408243-2 | 1 | Restricted | Each | 4.0 | DIODE, TVS, BIDIRECTIONAL, 350W PEAK, 13.3V VZ, 11A PEAK, GBLC12C, SOD323 PACKAGE | 10289-GBLC12C-LF | PROTEK DEVICES | STE
1622 | 8 |  | J1 | CTAOOC | 5124823 | 2 | Restricted | Each | 1.0 | CONNECTOR HEADER, 3 CONTACTS, PIN, RIGHT-ANGLE, 5A, 3MM PITCH, | 01525-43650-0302 | MOLEX | STE
1623 | 8 |  | CR3-CR12 | CTAOOC | 2408243 | 1 | Restricted | Each | 10.0 | U1813HE SEMICONDUCTOR DIODE 5 VOLTS 5U AMPS | 10289-GBLC05C-LF | PROTEK DEVICES | STE
1624 | 8 |  | Y1 | CTAOOC | 5409769 | 1 | Standard | Each | 1.0 | OSCILLATOR, 24.576 MHZ, 3.3V, CMOS, 50PPM, -10C TO 70C, 3.2X2.5MM SMT PACKAGE | 19214-KC3225A24.5760C30E00 19133-EB13E2D2H-24.576M 11682-SM4445TV-24.576M | AVX/KYOCERA ECLIPTEK PLETRONICS | STE
1625 | 8 |  | U6 | CTAComponent | 5450428 | 1 | Release | Each | 1.0 | 98dB,96kHz,Multi-Bit Audio AD Converter |  |  | HLE
1626 | 8 | 1 |  | CTACircuitBoard | 5451490 | 1 | Release | Each | 1.0 | PWB for Intercom Board |  |  | HLE
1627 | 8 |  | FL9,FL10 | CTAOOC | 5366219 | 1 | Restricted | Each | 2.0 | MAGNETICS, EMI COMMON MODE CHOKE, 2KOHMS AT 100MHZ, 200MA, 50V, 5X3.3MM SMD PACKAGE | 00078-DR221-333AE | BOURNS | STE
1628 | 8 |  | U4 | CTAOOC | 5394889 | 2 | Standard | Each | 1.0 | IC, AD CONVERTER, 12BITS, 4CHANNELS INPUT, SAR, T AND H, 0.5 TO 1MSPS, SERIAL OUT, 3V TO 5V VCC, ADC124S101C, MSOP10, 85C | 00036-ADC124S101CIMM/NOPB 00495-ADC124S101CIMM/NOPB | NATIONAL SEMICONDUCTOR TEXAS INSTRUMENTS | STE
1629 | 8 |  | U13,U14 | CTAOOC | 5268503-2 | 1 | Standard | Each | 2.0 | IC, TRANSCEIVER RS485-422, SINGLE, HALF DUPLEX, 16MBPS, 5V, MAX13088E, 15KV ESD PROT, SO8 | 07438-MAX13088ECSA+ 20003-SN65HVD3088EDG4 | MAXIM INTEGRATED PRODUCTS TEXAS INSTRUMENT INC. | STE
1630 | 8 |  | C70 | CTAOOC | 46-312294P3 | 3 | Restricted | Each | 1.0 | CAPACITOR TANTALUM, 3.3UF, 10Percent, 16V, SMD 3528 | 18981-293D335X9016B2TE3 08390-T491B335K016AT | VISHAY KEMET | STE
1631 | 8 |  | VR1,VR3 | CTAOOC | 2105122-2 | 3 | Standard | Each | 2.0 | REGULATOR AND REFERENCE VOLTAGE REGU INTERNAL OVERCURRENT LIMITING CIRCUITRY | 06921-LT1117CST-3.3#PBF 00495-REG1117-3.3G4 00036-LM1117MPX-3.3/NOPB 00495-LM1117MPX-3.3/NOPB | LINEAR TECHNOLOGY TEXAS INSTRUMENTS NATIONAL SEMICONDUCTOR TEXAS INSTRUMENTS | STE
1632 | 8 |  | VR2 | CTAOOC | 2105122-6 | 1 | Standard | Each | 1.0 | IC REG, LDO, +5V, 0.8A, LT1117, SOT223 | 06921-LT1117CST-5#PBF | LINEAR TECHNOLOGY | STE
1633 | 8 |  | C42,C43,C48,C50,C56 | CTAOOC | 46-302742P8 | 3 | Standard | Each | 5.0 | CAPACITOR FIXED 1u FARADS 35 VOLTS .138L .110W .075H 3528 SURFACE MOUNT DEVICE | 18981-293D105X9035B2TE3 08390-T491B105K035AT | VISHAY KEMET | STE
1634 | 8 |  | FL4,FL5 | CTAOOC | 46-312066P4 | 2 | Standard | Each | 2.0 | FERRITE BEAD 3.0A, 50OHM AT 100 MHZ SMT 1206 | 02862-BLM31PG500SN1 19114-HI1206T500R-10 | MURATA LAIRD TECHNOLOGIES | STE
1635 | 8 |  | J9 | CTAOOC | 46-289446P7 | 1 | Restricted | Each | 1.0 | CONNECTOR 2 CONTACTS 250 VOLTS 3 AMP SINGLE ROW, RIGHT ANGLE LOW PROFILE | 01525 70553-0001 | MOLEX | STE
1636 | 8 |  | J5-J7 | CTAOOC | 46-275208P2 | 2 | Restricted | Each | 3.0 | 003 CONT PCB MOUNT HSG RT ANGLE | 01525-70555-0072 | MOLEX | STE
1637 | 8 |  | J8 | CTAOOC | 2109908 | 7 | Standard | Each | 1.0 | CONNECTOR_NEW RECTANGULAR, D- 9 EACH D-SUBMINIATURE RIGHT ANGLE CONNECTOR FRONT METAL SHELL 9 PINS 747840-4 | 18996-5747840-4 01940-6E17-C-009-P-AJ-1-21 10099-09 68 163 5812 00214-D09P33E6GX00LF | TE CONNECTIVITY AMPHENOL HARTING FCI | STE
1638 | 8 |  | J2 | CTAOOC | 2106009-6 | 1 | Restricted | Each | 1.0 | CONNEC LOW-PROF TRANSI 10C HEAD STR | 01940 821-A010P-AM-A00 00214-75869-101LF 00266-N2510-6002RB 10099-09 18 510 6324 18996-5103308-1 | AMPHENOL FCI 3M (MINNESOTA MINING MFG) HARTING TE CONNECTIVITY | STE
1639 | 7 | 1 |  | CTASoftware | 5474007 | 2 | Release | Each | 1.0 | Precision THUNIS-800+ Intercom firmware |  |  | CCX
1640 | 6 | 17 |  | CTAComponent | 5455375 | 2 | Release | Each | 1.0 | Speaker Cover |  |  | CCX
1641 | 6 | 16 |  | CTAComponent | 5452025 | 1 | Release | Each | 2.0 | Cable Gate |  |  | CCX
1642 | 6 | 11 |  | CTAComponent | 5445416-2 | 1 | Release | Each | 3.0 | AVID PRODUCTS STEEL P-CLAMP or R-clamp DIA6.4, WIDE9.7, 19243-SCP-4-323-203 |  |  | HLE
1643 | 6 | 12 |  | CTAComponent | 5445416-4 | 1 | Release | Each | 3.0 | AVID PRODUCTS STEEL P-CLAMP or R-clamp DIA9.5, WIDE12.7,19243-SCP-6-325-265 |  |  | HLE
1644 | 6 | 22 |  | CTAComponent | 5491255 | 1 | Release | Each | 1.0 | DIN rail-35, 7.5 |  |  | CCX
1645 | 6 | 9 |  | CTAAssembly | 5444084 | 2 | Release | Each | 1.0 | SPK assembly |  |  | CCX
1646 | 6 | 8 |  | CTAComponent | 5441108 | 1 | Release | Each | 1.0 | Desk Gate |  |  | CCX
1647 | 6 | 21 |  | CTAComponent | 5491254 | 1 | Release | Each | 1.0 | Insulation spacer |  |  | CCX
1648 | 6 | 26 |  | CTAComponent | 5496536 | 1 | Release | Each | 1.0 | PS800R MIC cover |  |  | CCX
1649 | 6 | 24 |  | CTAComponent | C2106-M4-02 | 3 | Release | Each | 31.0 | Spring Lock Washer, M4, Zinc plated, Rohs Fastener | 24140-C2106-M4-02 | TR FORMAC DIV OF TR FASTENINGS | HLE
1650 | 6 | 15 |  | CTAAssembly | 5450451 | 2 | Release | Each | 1.0 | Gooseneck MIC assembly |  |  | CCX
1651 | 6 | 14 |  | CTAAssembly | 5449180 | 1 | Release | Each | 1.0 | Desk Frame |  |  | CCX
1652 | 7 | 1 |  | CTAComponent | 1000-M6C020-04 | 4 | Release | Each | 36.0 | Hexagon Socket Head Cap Screw, M6-1, X20mm Long, Grade 8.8 Steel, Zinc Plated, RoHS Fastener | 11060-M6C20KCSC9Z6/912 10487-1000-M6C020-04 24140-M6/20/SOHTCS/TC1D/DIN912 20589-10948-03240 A0996-BN 4 M6 x 20mm CR6+FREE | ANIXTER OHTA TR FORMAC DIV OF TR FASTENINGS FASTENAL COMPANY BOSSARD | STM
1653 | 7 | 3 |  | CTAComponent | 1009-M4P2C9P5-29 | 1 | Release | Each | 4.0 | Cross Recessed Pan Head Tapping Screw, ST 4,2 X 9.5mm Long, Steel, Zinc Plated, RoHS Fastener | A0996-BN 994 ST 4.2 X 9.5mm CR6FREE 11060-M4.2N9.5TXPSTZ6/7981C 24140-4.2/9.5/PPSTAB/TC1D | BOSSARD ANIXTER TR FORMAC DIV OF TR FASTENINGS | STM
1654 | 7 | 4 |  | CTAComponent | 1010-M4C010-14 | 2 | Release | Each | 5.0 | Phillips Flat Head Screw, ISO 7046, M4-0.7, X10mm Long, Grade 4.8 Steel, Zinc Plated, RoHS Fastener | 20589-10948-03508 11060-M4C10MXFSTZ6/965A 24140-M4/10/KPSTMC/TC1/DIN965 | FASTENAL COMPANY ANIXTER TR FORMAC DIV OF TR FASTENINGS | STM
1655 | 7 | 2 |  | CTAComponent | 1007-M4C010-14 | 2 | Release | Each | 8.0 | Phillips Pan Head Screw, ISO 7045, M4-0.7, X10mm Long, Grade 4.8 Steel, Zinc Plated, RoHS Fastener | 11060-M4C10MXPSTZ6/7985 20589-10948-03570 24140-M4/10/PPSTMC/TC1/ISO7045 | ANIXTER FASTENAL COMPANY TR FORMAC DIV OF TR FASTENINGS | STM
1656 | 7 | 5 |  | CTAComponent | 2000-M4-03 | 3 | Release | Each | 8.0 | FLAT WASHER - NORMAL SERIES, ISO 7089, M4 CLASS 200H STEEL, ZINC PLATED RoHS FASTENER | 24140-M4/-/PWSTWA/TC1/DIN125 10487-2000-M4-03 A0996-BN 343 M4 CR6+FREE 24432-11103691 11060-M4NWSFSTZ6/125ATP | TR FORMAC DIV OF TR FASTENINGS OHTA BOSSARD FASTENAL ANIXTER | STM
1657 | 7 | 7 |  | CTAComponent | C2106-M4-02 | 3 | Release | Each | 8.0 | Spring Lock Washer, M4, Zinc plated, Rohs Fastener | 24140-C2106-M4-02 | TR FORMAC DIV OF TR FASTENINGS | HLE
1658 | 7 | 8 |  | CTAComponent | C2106-M6-02 | 3 | Release | Each | 36.0 | Spring Lock Washer, M6, Zinc plated, Rohs Fastener | 24140-C2106-M6-02 | TR FORMAC DIV OF TR FASTENINGS | HLE
1659 | 7 | 9 |  | CTAAssembly | 5457200 | 1 | Release | Each | 1.0 | Desk right bracket |  |  | CCX
1660 | 8 | 1 |  | CTAComponent | 3000-M10C-04 | 1 | Release | Each | 1.0 | Hexagon Nut, ISO4032, M10-1.5, Grade 8 Steel, Zinc Plated, RoHS Fastener | 20589-10948-03690 11060-M10CNFHC7Z6/4032 | FASTENAL COMPANY ANIXTER | STM
1661 | 8 | 4 |  | CTAComponent | 5460241 | 1 | Release | Each | 1.0 | Desk bracket foot cover |  |  | CCX
1662 | 8 | 6 |  | CTAComponent | 5442172 | 1 | Release | Each | 1.0 | Desk bracket front cover |  |  | CCX
1663 | 8 | 5 |  | CTAComponent | 5447807 | 1 | Release | Each | 2.0 | Desk bracket corner |  |  | CCX
1664 | 8 | 3 |  | CTAComponent | 5450649 | 1 | Release | Each | 1.0 | Desk bracket top cover |  |  | CCX
1665 | 8 | 2 |  | CTAComponent | 5438177 | 1 | Release | Each | 1.0 | Desk right bracket base |  |  | CCX
1666 | 8 | 9 |  | CTAComponent | 5491623 | 1 | Release | Each | 1.0 | Reinforecing plate |  |  | CCX
1667 | 8 | 10 |  | CTAComponent | 5496544 | 1 | Release | Each | 1.0 | Console caster install column |  |  | CCX
1668 | 8 | 8 |  | CTAComponent | 5491622 | 1 | Release | Each | 2.0 | Screw guidance |  |  | CCX
1669 | 8 | 7 |  | CTAComponent | 5445400 | 1 | Release | Each | 2.0 | Desk bracket head |  |  | CCX
1670 | 7 | 6 |  | CTAComponent | 2000-M6-03 | 3 | Release | Each | 36.0 | Flat Washer, ISO7089, M6, Steel 200HV, Zinc Plated, RoHS Fastener | 20589-10948-03457 10487-2000-M6-03 11060-M6NWSFSTZ6/125ATP 24140-M6/-/PWSTWA/TC1/DIN125 | FASTENAL COMPANY OHTA ANIXTER TR FORMAC DIV OF TR FASTENINGS | STM
1671 | 7 | 12 |  | CTAComponent | 5453939 | 1 | Release | Each | 1.0 | Desk foot bracket |  |  | CCX
1672 | 7 | 11 |  | CTAComponent | 5461016 | 1 | Release | Each | 3.0 | Rubber foot |  |  | CCX
1673 | 7 | 10 |  | CTAAssembly | 5461772 | 1 | Release | Each | 1.0 | Desk left bracket |  |  | CCX
1674 | 8 | 2 |  | CTAComponent | 5450649 | 1 | Release | Each | 1.0 | Desk bracket top cover |  |  | CCX
1675 | 8 | 1 |  | CTAComponent | 3000-M10C-04 | 1 | Release | Each | 2.0 | Hexagon Nut, ISO4032, M10-1.5, Grade 8 Steel, Zinc Plated, RoHS Fastener | 20589-10948-03690 11060-M10CNFHC7Z6/4032 | FASTENAL COMPANY ANIXTER | STM
1676 | 8 | 6 |  | CTAComponent | 5445400 | 1 | Release | Each | 2.0 | Desk bracket head |  |  | CCX
1677 | 8 | 5 |  | CTAComponent | 5442172 | 1 | Release | Each | 1.0 | Desk bracket front cover |  |  | CCX
1678 | 8 | 4 |  | CTAComponent | 5447807 | 1 | Release | Each | 2.0 | Desk bracket corner |  |  | CCX
1679 | 8 | 3 |  | CTAComponent | 5496584 | 1 | Release | Each | 1.0 | Desk left bracket foot cover |  |  | CCX
1680 | 8 | 9 |  | CTAComponent | 5436099 | 1 | Release | Each | 1.0 | Desk left bracket base |  |  | CCX
1681 | 8 | 8 |  | CTAComponent | 5491623 | 1 | Release | Each | 2.0 | Reinforecing plate |  |  | CCX
1682 | 8 | 7 |  | CTAComponent | 5491622 | 1 | Release | Each | 2.0 | Screw guidance |  |  | CCX
1683 | 8 | 10 |  | CTAAssembly | 5453095 | 2 | Release | Each | 1.0 | Desk left flitch |  |  | CCX
1684 | 9 | 1 |  | CTAComponent | 5443768 | 1 | Release | Each | 1.0 | Desk left flitch cover |  |  | CCX
1685 | 9 | 3 |  | CTAComponent | 5491622 | 1 | Release | Each | 3.0 | Screw guidance |  |  | CCX
1686 | 9 | 2 |  | CTAComponent | 5456422 | 1 | Release | Each | 1.0 | Desk left flitch base |  |  | CCX
1687 | 7 | 16 |  | CTAAssembly | 5491631 | 1 | Release | Each | 1.0 | Desk foot cover |  |  | CCX
1688 | 8 | 2 |  | CTAComponent | 5491629 | 1 | Release | Each | 1.0 | Rail bracket |  |  | CCX
1689 | 8 | 3 |  | CTAComponent | 5496590 | 1 | Release | Each | 1.0 | Cable holder |  |  | CCX
1690 | 8 | 1 |  | CTAComponent | 5453096 | 1 | Release | Each | 1.0 | Desk foot cover base |  |  | CCX
1691 | 7 | 14 |  | CTAComponent | 5461773 | 1 | Release | Each | 1.0 | Desk middle bracket |  |  | CCX
1692 | 7 | 15 |  | CTAComponent | 5457967 | 3 | Release | Each | 1.0 | Desktop |  |  | CCX
1693 | 7 | 13 |  | CTAComponent | 5456423 | 1 | Release | Each | 1.0 | Desk top bracket |  |  | CCX
1694 | 7 | 18 |  | CTAComponent | 5440505 | 1 | Release | Each | 1.0 | Panel foot cover |  |  | CCX
1695 | 7 | 17 |  | CTAComponent | 5448635 | 1 | Release | Each | 1.0 | Panel cable cover |  |  | CCX
1696 | 7 | 24 |  | CTAAssembly | 5496539 | 1 | Release | Each | 1.0 | Console caster |  |  | CCX
1697 | 8 | 2 |  | CTAComponent | 5496542 | 1 | Release | Each | 1.0 | Console caster bolt |  |  | CCX
1698 | 8 | 1 |  | CTAComponent | 5496541 | 1 | Release | Each | 1.0 | Console caster base |  |  | CCX
1699 | 8 | 4 |  | CTAComponent | 2000-M5-02 | 3 | Release | Each | 1.0 | Flat Washer, ISO7089, M5, Steel 140HV, Zinc Plated, RoHS Fastener | 11060-M5NWSFSTZ6/125A A0996-BN715 M5 CR6 Free 24140-M5/-/PWSTWA/TC1 20589-10948-03440 | ANIXTER BOSSARD TR FORMAC DIV OF TR FASTENINGS FASTENAL COMPANY | STM
1700 | 8 | 3 |  | CTAComponent | 1000-M5C010-04 | 5 | Release | Each | 1.0 | Hexagon Socket Head Cap Screw, M5-0.8, X10mm Long, Grade 8.8 Steel, Zinc Plated, RoHS Fastener | 11060-M5C10KCSC9Z6/912 20589-11103207 10487-1000-M5C010-04 24140-M5/10/HHSTBL/TC1D A0996-BN 4 M5 x 10mm CR6+FREE | ANIXTER FASTENAL COMPANY OHTA TR FORMAC DIV OF TR FASTENINGS BOSSARD | STM
1701 | 7 | 20 |  | CTAComponent | 5436664 | 1 | Release | Each | 1.0 | Base Close Cover |  |  | HLE
1702 | 7 | 19 |  | CTAAssembly | 5498326 | 1 | Release | Each | 1.0 | Desk front cover |  |  | CCX
1703 | 8 | 1 |  | CTAComponent | 5439739 | 1 | Release | Each | 1.0 | Desk front cover base |  |  | CCX
1704 | 8 | 2 |  | CTAComponent | 5496590 | 1 | Release | Each | 19.0 | Cable holder |  |  | CCX
1705 | 6 | 25 |  | CTAComponent | 5496535 | 1 | Release | Each | 1.0 | PS800R MIC install base |  |  | CCX
1706 | 6 | 13 |  | CTAComponent | 5448392 | 1 | Release | Each | 1.0 | Mic Grounding Plate |  |  | CCX
1707 | 6 | 10 |  | CTAAssembly | 5499828 | 1 | Release | Each | 1.0 | Desk rear cover |  |  | CCX
1708 | 7 | 1 |  | CTAComponent | 5442978 | 1 | Release | Each | 2.0 | Back plate |  |  | CCX
1709 | 7 | 2 |  | CTAComponent | 5458710 | 1 | Release | Each | 1.0 | Desk rear cover plate |  |  | CCX
1710 | 6 | 23 |  | CTAComponent | 5491256 | 2 | Release | Each | 1.0 | Phoenix contact 2963860 |  |  | CCX
1711 | 5 | 6 |  | CTAComponent | 5461759 | 1 | Release | Each | 50.0 | NYLON BINDING TIE CLAMP KSS CV-180 tie wrap 180x3.6mm Max Bundle Dia 46mm |  |  | HLE
1712 | 5 | 3 |  | CTAComponent | 2106-M5-14 | 1 | Release | Each | 4.0 | Spring Lock Washer with Flat Ends JIS B1251, M5, Spring Stainless Steel, Rohs Fastener | 24140-2106-M5-14 | TR FORMAC DIV OF TR FASTENINGS | STM
1713 | 5 | 2 |  | CTAComponent | 2001-M5-02 | 3 | Release | Each | 4.0 | Large Flat Washer, ISO7093, M5, Steel 140HV, Zinc Plated, RoHS Fastener | 20589-10948-03468 11060-M5NWFESTZ6/9021B A0996-BN 729 M5 CR6+FREE 24140-M5/-/PWSTWA/TC1/DIN9021 | FASTENAL COMPANY ANIXTER BOSSARD TR FORMAC DIV OF TR FASTENINGS | STM
1714 | 5 | 7 |  | ECCCollectorPart | 5476923 | 2 | Release | Each | 1.0 | console desk and TDSP cables collector |  |  | HLE
1715 | 6 | 3 |  | CTAComponent | 5448158 | 2 | Release | Each | 1.0 | Console TDSP-IF board RS232 Cable |  |  | CCX
1716 | 6 | 1 |  | CTAComponent | 5448182 | 3 | Release | Each | 1.0 | Console TDSP-IF board communication Cable |  |  | CCX
1717 | 6 | 2 |  | CTAComponent | 5436432 | 4 | Release | Each | 1.0 | Console EM_SW and Cable |  |  | CCX
1718 | 6 | 8 |  | CTAComponent | 5460785 | 3 | Release | Each | 1.0 | Console Collimator light SW cable 1 |  |  | CCX
1719 | 6 | 7 |  | CTAComponent | 5442517 | 3 | Release | Each | 1.0 | Console table movig control cable |  |  | CCX
1720 | 6 | 5 |  | CTAComponent | 5458295 | 1 | Release | Each | 1.0 | Console LR JOYSTICK Cable |  |  | HLE
1721 | 6 | 6 |  | CTAComponent | 5459790 | 1 | Release | Each | 1.0 | Console Xray SW Cable |  |  | HLE
1722 | 6 | 4 |  | CTAComponent | 5439299 | 1 | Release | Each | 1.0 | Console UD JOYSTICK Cable |  |  | HLE
1723 | 6 | 12 |  | CTAComponent | 5445937 | 2 | Release | Each | 1.0 | Console Joystick base ground cable |  |  | HLE
1724 | 6 | 13 |  | CTAComponent | 5448363 | 2 | Release | Each | 1.0 | Console TDSP ground cable |  |  | HLE
1725 | 6 | 11 |  | CTAComponent | 5437145 | 1 | Release | Each | 1.0 | PS800 Refresh console EM button base ground cable |  |  | HLE
1726 | 6 | 10 |  | CTAComponent | 5451993 | 3 | Release | Each | 1.0 | Console Vol adj. base ground cable |  |  | CCX
1727 | 6 | 9 |  | CTAComponent | 5445137 | 2 | Release | Each | 1.0 | Console Video adj. base ground cable |  |  | HLE
1728 | 6 | 15 |  | CTAComponent | 5442713 | 2 | Release | Each | 1.0 | Console Intercom Power cable |  |  | HLE
1729 | 6 | 14 |  | CTAComponent | 5482782 | 2 | Release | Each | 1.0 | Console foot-switch cable |  |  | CCX
1730 | 6 | 18 |  | CTAComponent | 5441903 | 3 | Release | Each | 1.0 | Console desk-E ground cable |  |  | CCX
1731 | 6 | 17 |  | CTAComponent | 5438693 | 3 | Release | Each | 1.0 | Console MIC base ground cable |  |  | CCX
1732 | 6 | 16 |  | CTAComponent | 5437711 | 3 | Release | Each | 1.0 | Console Intercom Power cable |  |  | CCX
1733 | 6 | 21 |  | CTAComponent | 5443329 | 3 | Release | Each | 1.0 | TDSP CN332 MIS Cable |  |  | HLE
1734 | 6 | 22 |  | CTAComponent | 5457533 | 3 | Release | Each | 1.0 | TDSP CN331 MIS Cable |  |  | HLE
1735 | 6 | 20 |  | CTAComponent | 5480546 | 2 | Release | Each | 1.0 | Console Mic enable cable |  |  | HLE
1736 | 6 | 19 |  | CTAComponent | 5451421 | 2 | Release | Each | 1.0 | Console monitor grounding cable |  |  | CCX
1737 | 5 | 4 |  | CTAAssembly | 5441942 | 5 | Release | Each | 1.0 | Panel assembly |  |  | CCX
1738 | 6 | 2 |  | CTAComponent | 1007-M3C008-14 | 2 | Release | Each | 41.0 | Phillips Pan Head Screw, ISO 7045, M3-0.5, X8mm Long, Grade 4.8 Steel, Zinc Plated, RoHS Fastener | 20589-10948-03564 11060-M3C8MXPSTZ6/7985 24140-M3/8/PPSTMC/TC1/ISO7045 A0996-BN 384 M3 x 8mm CR6+FREE 24432-91188 | FASTENAL COMPANY ANIXTER TR FORMAC DIV OF TR FASTENINGS BOSSARD FASTENAL | STM
1739 | 6 | 1 |  | CTAComponent | 1007-M2C006-14 | 1 | Release | Each | 4.0 | Phillips Pan Head Screw, ISO 7045, M2-0.4, X6mm Long, Grade 4.8 Steel, Zinc Plated, RoHS Fastener | 20589-10948-03557 11060-M2C6MXPSTZ6/7985 | FASTENAL COMPANY ANIXTER | STM
1740 | 6 | 4 |  | CTAComponent | 1007-M4C020-14 | 1 | Release | Each | 6.0 | Phillips Pan Head Screw, ISO 7045, M4-0.7, X20mm Long, Grade 4.8 Steel, Zinc Plated, RoHS Fastener | 20589-10948-03573 11060-M4C20MXPSTZ6/7985 | FASTENAL COMPANY ANIXTER | STM
1741 | 6 | 6 |  | CTAComponent | 1010-M4C010-14 | 2 | Release | Each | 4.0 | Phillips Flat Head Screw, ISO 7046, M4-0.7, X10mm Long, Grade 4.8 Steel, Zinc Plated, RoHS Fastener | 20589-10948-03508 11060-M4C10MXFSTZ6/965A 24140-M4/10/KPSTMC/TC1/DIN965 | FASTENAL COMPANY ANIXTER TR FORMAC DIV OF TR FASTENINGS | STM
1742 | 6 | 5 |  | CTAComponent | 1010-M3C008-14 | 1 | Release | Each | 10.0 | Phillips Flat Head Screw, ISO 7046, M3-0.5, X8mm Long, Grade 4.8 Steel, Zinc Plated, RoHS Fastener | 20589-10948-03502 11060-M3C8MXFSTZ6/965A | FASTENAL COMPANY ANIXTER | STM
1743 | 6 | 3 |  | CTAComponent | 1007-M4C010-14 | 2 | Release | Each | 4.0 | Phillips Pan Head Screw, ISO 7045, M4-0.7, X10mm Long, Grade 4.8 Steel, Zinc Plated, RoHS Fastener | 11060-M4C10MXPSTZ6/7985 20589-10948-03570 24140-M4/10/PPSTMC/TC1/ISO7045 | ANIXTER FASTENAL COMPANY TR FORMAC DIV OF TR FASTENINGS | STM
1744 | 6 | 8 |  | CTAComponent | 2000-M4-03 | 3 | Release | Each | 4.0 | FLAT WASHER - NORMAL SERIES, ISO 7089, M4 CLASS 200H STEEL, ZINC PLATED RoHS FASTENER | 24140-M4/-/PWSTWA/TC1/DIN125 10487-2000-M4-03 A0996-BN 343 M4 CR6+FREE 24432-11103691 11060-M4NWSFSTZ6/125ATP | TR FORMAC DIV OF TR FASTENINGS OHTA BOSSARD FASTENAL ANIXTER | STM
1745 | 6 | 9 |  | CTAComponent | 2106-M3-05 | 2 | Release | Each | 41.0 | Spring Lock Washer with Flat Ends JIS B1251, M3, Spring Steel, Zinc Plated, Rohs Fastener | 24140-MEP M3/SPSTWA/TC1D/JIS B1251 | TR FORMAC DIV OF TR FASTENINGS | STM
1746 | 6 | 7 |  | CTAComponent | 2000-M3-03 | 2 | Release | Each | 41.0 | WASHER PLAIN - LARGE 3.2 MM 7 MM , HV200, Steel, Zinc plate RoHS Washer | 10487-2000-M3-03 23983-6083737 24140-200-M3-03 | OHTA BOSSARD CHINA TR FORMAC DIV OF TR FASTENINGS | STM
1747 | 6 | 11 |  | CTAAssembly | 5437160 | 3 | Release | Each | 1.0 | Contrast ADJ. assembly |  |  | CCX
1748 | 6 | 13 |  | CTAComponent | 5440049 | 2 | Release | Each | 13.0 | PS800R SID Lift Button |  |  | CCX
1749 | 6 | 12 |  | CTAAssembly | 5438501 | 2 | Release | Each | 1.0 | Console MIC ADJ. assembly |  |  | CCX
1750 | 6 | 10 |  | CTAAssembly | 5437157 | 3 | Release | Each | 1.0 | Brightenss ADJ. assembly |  |  | CCX
1751 | 6 | 15 |  | CTAComponent | 5441110 | 4 | Release | Each | 1.0 | SID 120 Cover |  |  | CCX
1752 | 6 | 18 |  | CTAComponent | 5445221 | 4 | Release | Each | 2.0 | Potentiometer Cup |  |  | CCX
1753 | 6 | 16 |  | CTAComponent | 5441932 | 1 | Release | Each | 1.0 | Emergency Stop Bracket |  |  | CCX
1754 | 6 | 14 |  | CTAComponent | 5441109 | 5 | Release | Each | 1.0 | Panel cover |  |  | CCX
1755 | 6 | 20 |  | CTAComponent | 5445992 | 2 | Release | Each | 2.0 | resistor |  |  | CCX
1756 | 6 | 17 |  | CTAComponent | 5498232 | 1 | Release | Each | 2.0 | Tilting handle bracket |  |  | CCX
1757 | 6 | 19 |  | CTAComponent | 5445970 | 3 | Release | Each | 1.0 | SID 105 Cover |  |  | CCX
1758 | 6 | 21 |  | CTAComponent | 5449182 | 6 | Release | Each | 1.0 | SPK key cover |  |  | CCX
1759 | 6 | 24 |  | CTAComponent | 5451203 | 4 | Release | Each | 1.0 | SID 150 Cover |  |  | CCX
1760 | 6 | 23 |  | CTAComponent | 5450433 | 2 | Release | Each | 1.0 | X-ray CONTROL Lever |  |  | CCX
1761 | 6 | 25 |  | CTAComponent | 5498231 | 1 | Release | Each | 2.0 | Key bracket |  |  | CCX
1762 | 6 | 22 |  | CTAComponent | 5449183 | 1 | Release | Each | 1.0 | Potentiometer Bracket |  |  | CCX
1763 | 6 | 27 |  | CTAComponent | 5456188 | 1 | Release | Each | 2.0 | Knob Bracket |  |  | CCX
1764 | 6 | 26 |  | CTAComponent | 5454583 | 1 | Release | Each | 2.0 | Tilting Handle |  |  | CCX
1765 | 6 | 32 |  | CTAComponent | 5461565 | 2 | Release | Each | 2.0 | ROTARY SWITCH |  |  | CCX
1766 | 6 | 30 |  | CTAComponent | 5460817 | 2 | Release | Each | 1.0 | Panel cover film |  |  | HLE
1767 | 6 | 31 |  | CTAComponent | 5460818 | 1 | Release | Each | 2.0 | Tilting Handle base |  |  | CCX
1768 | 6 | 29 |  | CTAComponent | 5459997 | 1 | Release | Each | 2.0 | Cable bundler |  |  | CCX
1769 | 6 | 28 |  | CTAComponent | 5498230 | 1 | Release | Each | 1.0 | Handle bracket |  |  | CCX
1770 | 6 | 34 |  | CTAAssembly | 5473933 | 5 | Release | Each | 1.0 | TDSP Board Assembly |  |  | CCX
1771 | 7 | 1 |  | CTASoftware | 5474005 | 1 | Release | Each | 1.0 | Precision THUNIS-800+ TDSP Firmware |  |  | HLE
1772 | 7 | 2 |  | CTACircuitBoard | 5446243 | 4 | Release | Each | 1.0 | Precision THUNIS-800+ TDSP Board PWA |  |  | CCX
1773 | 8 |  | J1,J3 | CTAOOC | 2213607 | 7 | Standard | Each | 2.0 | CONNEC SUBD 9C PWB STR PLUG+440LK | 10099-09 65 161 5713 00214-D09P24A6GV00LF | HARTING FCI | STE
1774 | 8 |  | FL10,FL11 | CTAComponent | 5482604 | 1 | Release | Each | 2.0 | CHIP EMIFIL Capacitor Type |  |  | HLE
1775 | 8 |  | 1LD-3LD | CTAOOC | 2410071 | 1 | Not Recommended | Each | 3.0 | LED 7 SEGMENT DISPLAY COMMON ANODE GREEN. WARNING: Unknown Whisker Risk | 00941 HDSP-A901 11520 LTS-3861G-H1 | AVAGO TECHNOLOGIES LITE-ON | STE
1776 | 8 |  | U33 | CTAOOC | 5135116-3 | 1 | Standard | Each | 1.0 | PROGRAMMABLE CPLD, 2210 LOGIC ELEMENTS, MAX_II, 1.5-3.3V I_O VOLTAGE, 2.5-3.3V SUPPLY, 204 IO PINS, FBGA 256 | 10208-EPM2210F256C5N | ALTERA | STE
1777 | 8 |  | 1FSCN,335CN-338CN,EM_STOP_CN | CTAOOC | 5122576 | 2 | Not Recommended | Each | 6.0 | CONNECTOR 2.54MM AMPMODU, 1X4POS HEADER, STRAIGHT, SHROUDED , 0.8um GOLD, PWB2.4. WARNING: Unknown Whisker Risk | 18996-280371-3 | TE CONNECTIVITY | STE
1778 | 8 |  | C124 | CTAOOC | 2385569-5 | 3 | Standard | Each | 1.0 | CAPACITOR CERAMIC, X5R, 10UF, 10Percent, 25V, SMD 1210 | 03041-C3225X5R1E106K 08390-C1210C106K3PAC 19214-CM32X5R106K25A 19214-12103D106KAT 03041-C3225X5R1E106K250AA | TDK KEMET AVX/KYOCERA AVX/KYOCERA TDK | STE
1779 | 8 | 1 |  | CTACircuitBoard | 5436150 | 1 | Release | Each | 1.0 | PWB for Precision THUNIS-800+ TDSP Board |  |  | HLE
1780 | 8 |  | R55-R61,R68-R72,R190-R192,R222-R230 | CTAOOC | 2285457-25 | 1 | Standard | Each | 24.0 | RESISTOR 1k OHMS 5 % 500m WATTS | 02254-MCR50JZHJ102 00006-WCR2010LF102J 18981-CRCW20101K00JNE 11962-RC2010JK-071KL 06725-RK73B2HTTE102J | ROHM IRC VISHAY YAGEO KOA | STE
1781 | 8 |  | C8,C13 | CTAOOC | 46-302742P8 | 3 | Standard | Each | 2.0 | CAPACITOR FIXED 1u FARADS 35 VOLTS .138L .110W .075H 3528 SURFACE MOUNT DEVICE | 18981-293D105X9035B2TE3 08390-T491B105K035AT | VISHAY KEMET | STE
1782 | 8 |  | CR3-CR9 | CTAOOC | 5391885 | 1 | Restricted | Each | 7.0 | PROTECTION TRANSIENT SUPPRESSOR, 300W, 24V, SOT23-6 | 21202-SMS24C.TCT | SEMTECH | STE
1783 | 8 |  | DS5-DS7,DS11 | CTAOOC | 5453565 | 1 | Restricted | Each | 4.0 | LED YELLOW, STRAIGHT, 2 PER PKG, 8.89 MM X 8.89 MM | 22942-HLMP-2755 | AVAGO | STE
1784 | 8 |  | U3,U5,U8,U9,U13,U14 | CTAOOC | 2364058-4 | 1 | Standard | Each | 6.0 | I.C PHOTOCOUP X4 SOL16 4.4MM | 18981-TCMT4100 22942-ACPL-247-560E | VISHAY AVAGO | STE
1785 | 8 |  | 331CN-333CN | CTAOOC | 46-221703P17 | 4 | Restricted | Each | 3.0 | CONNECTOR, 2.54MM, 2X25POS, STRAIGHT, LONG LATCHES, 4-WALL AMP PART IS RESTRICTED DUE TO THE FACT THAT IT REQUIRES A .250 LONG SCREW TO RETAIN IT. | 00266-N3433-6303RB | 3M (MINNESOTA MINING MFG) | STE
1786 | 8 |  | S3-S5, S7-S14 | CTAComponent | 5446770 | 1 | Release | Each | 11.0 | short-travel keyswitch |  |  | HLE
1787 | 8 |  | R54,R62-R67,R73-R93,R98,R170,R175,R180,R181,R200,R204-R206,R218,R220,R221,R231-R244 | CTAOOC | 5312051-10 | 1 | Restricted | Each | 54.0 | RESISTOR 1K, 0.1PERCENT, 0.25W, 25PPM, 1206 | 18981-TNPW12061K00BEEA 06725-RN73H2BTTD1001B25 11962-RT1206BRD071KL 05498-BLU1206-1001-BT25W | VISHAY KOA YAGEO RCD COMPONENTS INC. | STE
1788 | 8 |  | R99,R106-R109,R117,R118,R125,R126,R139,R140,R142-R147,R151-R159,R211 | CTAOOC | 5245267-2 | 2 | Restricted | Each | 27.0 | RESISTOR 33 OHM, NON-MAGNETIC, 2 PERCENT, 100MW, FILM, 100PPM, 0603 | 23828-CHR0603 33 OHM +-2% | SRT RESISTOR TECHNOLOGY GMBH | STE
1789 | 8 |  | R193 | CTAOOC | 5160167 | 2 | Standard | Each | 1.0 | RESISTOR, 0R, THICK FILM, 2512, 2A, 0.05 OHM | 18981-CRCW25120000Z0E 11962-RC2512JK-070RL 06725-RK73Z3AT 02254-MCR100JZHJ000 | VISHAY YAGEO KOA ROHM | STE
1790 | 8 |  | J2 | CTAOOC | 2106009-6 | 1 | Restricted | Each | 1.0 | CONNEC LOW-PROF TRANSI 10C HEAD STR | 01940 821-A010P-AM-A00 00214-75869-101LF 00266-N2510-6002RB 10099-09 18 510 6324 18996-5103308-1 | AMPHENOL FCI 3M (MINNESOTA MINING MFG) HARTING TE CONNECTIVITY | STE
1791 | 8 |  | U2,U6,U17-U22 | CTAOOC | 2111738-3 | 1 | Restricted | Each | 8.0 | DARLINGTON ARRAY,8 CHANNEL,OPEN COLLECTOR,50V,500MA,SOL18 | 00495-ULN2803ADW | TEXAS INSTRUMENTS | STE
1792 | 8 |  | R210 | CTAOOC | 46-312792P18 | 2 | Standard | Each | 1.0 | RESISTOR 10 OHMS 1 PERCENT .125 WATTS SURFACE MOUNTING 100PPM/DEG C 100V L .079 W .050 T .018 | 18981-CRCW080510R0FKE 11962-RC0805FR-0710RL 05498-MC080510R0FTW 00006-WCR0805LF10R0F | VISHAY YAGEO RCD COMPONENTS INC. IRC | STE
1793 | 8 |  | R100 | CTAOOC | 46-312792P11 | 4 | Standard | Each | 1.0 | RESISTOR 2k OHMS 1 % .125 WATTS 100V 100PPM/C | 18981-CRCW08052K00FKE 11623-NRC10F2001TRF 00006-WCR0805LF2001F 06725-RK73H2ATTD2001F 05498-MC08052001FTW | VISHAY NIC COMPONENTS CORPORATION IRC KOA RCD COMPONENTS INC. | STE
1794 | 8 |  | R9-R24,R29-R36,R38-R46,R97,R101-R105,R110,R111,R113-R116,R119-R124,R127-R138,R141,R171-R174,R176-R179,R182-R185,R212 | CTAOOC | 46-312792P13 | 4 | Standard | Each | 77.0 | RESISTOR 1k OHMS 1 PERCENT .125 WATTS 0805 CASE SIZE | 11623-NRC10F1001TRF 05498-MC08051001FTW 18981-CRCW08051K00FKE 06725-RK73H2ATTD1001F 00006-WCR0805LF1001F | NIC COMPONENTS CORPORATION RCD COMPONENTS INC. VISHAY KOA IRC | STE
1795 | 8 |  | R1-R8,R25-R28,R160-R169,R194-R199,R201-R203,R219 | CTAOOC | 46-312792P16 | 4 | Standard | Each | 32.0 | RESISTOR 332 OHMS 1 % .125 WATTS 100V 0805 CASE SIZE THICK FILM +-100 PPM/C | 06725-RK73H2ATTD3320F 05498-MC08053320FTW 18981-CRCW0805332RFKE 00006-WCR0805LF3320F | KOA RCD COMPONENTS INC. VISHAY IRC | STE
1796 | 8 |  | R94-R96,R112,R186-R189 | CTAOOC | 46-312792P7 | 4 | Standard | Each | 8.0 | RESISTOR 10k OHMS 1 PERCENT .125 WATTS SURFACE MOUNTING 0805 PACKAGE 100 PPM/DEGREE C 100V L .079 W .050 T .018 | 11623-NRC10F1002TRF 05498-MC08051002FTW 18981-CRCW080510K0FKE 00006-WCR0805LF1002F 06725-RK73H2ATTD1002F | NIC COMPONENTS CORPORATION RCD COMPONENTS INC. VISHAY IRC KOA | STE
1797 | 8 |  | D3 | CTAOOC | 46-311083P2 | 3 | Standard | Each | 1.0 | BAV70 SWITCHING DIODE DUAL SER SW VR-70V VF-1.25V 200 MA SOT23 | 18846-BAV70LT1G 18889-BAV 70 E6327 18889-BAV70E6327HTSA1 | ON SEMICONDUCTOR INFINEON TECHNOLOGIES AG INFINEON TECHNOLOGIES AG | STE
1798 | 8 |  | C6,C9-C12,C14-C19,C21,C23-C30,C71-C73,C78-C88,C91-C121 | CTAOOC | 2187107-6 | 3 | Not Recommended | Each | 65.0 | CAPACITOR FIXED .1u FARADS 50 VOLTS | 08390 C0805C104K5RAC 07945-CL21B104KBCNNNC | KEMET SAMSUNG | STE
1799 | 8 |  | C33 | CTAOOC | 2187107-10 | 2 | Standard | Each | 1.0 | CAPACITOR CERAMIC X7R, 1UF 10Percent, 16V, SMD 0805 | 02862-GRM21BR71C105KA01 19214-0805YC105KAT | MURATA AVX/KYOCERA | STE
1800 | 8 |  | C1-C3 | CTAOOC | 2187107-11 | 1 | Standard | Each | 3.0 | CAPACITOR FIXED .027u FARADS 50 VOLT 10% TOLERANCE; 0805 CASE SIZE; X7R | 19214 08055C273KAT 08390 C0805C273K5RAC 18981-VJ0805Y273KXA 11623-NMC0805X7R273K50TRPF 02862-GRM219R71H273KA01 | AVX/KYOCERA KEMET VISHAY NIC COMPONENTS CORPORATION MURATA | STE
1801 | 8 |  | U7 | CTAOOC | 2154023 | 2 | Standard | Each | 1.0 | INT DRIVER LIGN 26C31 SO16 .15 SMD | 00036-DS26C31TM NOPB 00495-AM26C31IDE4 00495-DS26C31TM NOPB | NATIONAL SEMICONDUCTOR TEXAS INSTRUMENTS TEXAS INSTRUMENTS | STE
1802 | 8 |  | C4,C62-C70,C74-C77 | CTAOOC | 2187107-3 | 1 | Standard | Each | 14.0 | CAPACITOR FIXED .01u FARADS 50 VOLTS | 08390 C0805C103K5RAC 19214-08055C103KAT | KEMET AVX/KYOCERA | STE
1803 | 8 |  | J4 | CTAOOC | 2115384-2 | 2 | Standard | Each | 1.0 | FASTON TAB, 6.3X0.8MM, STRAIGHT, 5.08MM PITCH, PWB3.2, TINNED | 04947-1287 18996-1217056-1 | KEYSTONE ELECTRONICS CORP TE CONNECTIVITY | STE
1804 | 8 |  | 334CN | CTAOOC | 2227700-6 | 4 | Standard | Each | 1.0 | CONNECT TRANSIT+LATCH 40C HEADER STR | 00214-71918-140LF 00266-N3432-6302RB 18996-5499206-9 10099-09 18 540 5904 | FCI 3M (MINNESOTA MINING MFG) TE CONNECTIVITY HARTING | STE
1805 | 8 |  | TP4-TP9 | CTAOOC | 2233921 | 2 | Standard | Each | 6.0 | TEST POINT, SMD 1005 | 04947 5015 ZZC70-TP-108-02-1-T | KEYSTONE ELECTRONICS CORP COMPONENTS CORPORATION | STE
1806 | 8 |  | C7,C20,C22,C32,C34-C40,C42,C44,C46,C48-C61,C125-C128 | CTAOOC | 2235239-6 | 2 | Standard | Each | 32.0 | CAPACITOR X7R 100NF 10% 16V 0603 | 08390 C0603C104K4RAC 18981-VJ0603Y104KXJ 11962-CC0603KRX7R7BB104 19214-0603YC104KAT | KEMET VISHAY YAGEO AVX/KYOCERA | STE
1807 | 8 |  | R207-R209,R213-R217 | CTAOOC | 2236238 | 2 | Standard | Each | 8.0 | RESISTOR, 0 OHM, THICK FILM, 0603, 1A, 0.05 OHM MAX | 02254-MCR03EZPJ000 18981-CRCW06030000Z0E 00078-CR0603J/000ELF 05498-ZC0603TW 06725-RK73Z1JT 11962-RC0603JR-070RL | ROHM VISHAY BOURNS RCD COMPONENTS INC. KOA YAGEO | STE
1808 | 8 |  | D1,D2,D4-D15 | CTAOOC | 2212279 | 2 | Standard | Each | 14.0 | DIODE, RECTIFIER, 200V 2A, SMB PACKAGE | 00124-STTH2R02U 18981-ES2D-E3/52T | ST MICROELECTRONICS VISHAY | STE
1809 | 8 |  | C89,C90 | CTAOOC | 2212396-6 | 1 | Restricted | Each | 2.0 | CAPACITOR FIXED 100u FARADS 50 VOLTS ALUMINUM ELECTROLYTIC SMT 10X10MM | 06533-UWS1H101MCL1GS | NICHICON CORPORATION | STE
1810 | 8 |  | U1,U15,U16 | CTAOOC | 2211252-15 | 2 | Standard | Each | 3.0 | LOGIC 74AHC-VHC373 TSSOP20 | 18846-MC74VHC373DTR2G 00495-SN74AHC373PWG4 | ON SEMICONDUCTOR TEXAS INSTRUMENTS | STE
1811 | 8 |  | U26 | CTAOOC | 2211252-5 | 4 | Standard | Each | 1.0 | LOGIC 74AHC-VHC14 TSSOP14 | 00495-SN74AHC14PWG4 18846-MC74VHC14DTG 00495-SN74AHC14PWE4 00495 SN74AHC14PW | TEXAS INSTRUMENTS ON SEMICONDUCTOR TEXAS INSTRUMENTS TEXAS INSTRUMENTS | STE
1812 | 8 |  | DS1-DS4,DS8-DS10,DS12-DS16 | CTAOOC | 2279219-2 | 1 | Standard | Each | 12.0 | LED GREEN LTST-C190G 0603 SMD | 18802 AP1608SGC 00941 HSMG-C190 11520 LTST-C190GKT 09050 PG1111C | KINGBRIGHT AVAGO TECHNOLOGIES LITE-ON STANLEY ELECTRIC CO LTD | STE
1813 | 8 |  | Y1 | CTAOOC | 2304499-20 | 4 | Standard | Each | 1.0 | CRYSTAL OSCILLATOR 12.288 MHZ, 3.3VOLTS, TTL_CMOS, 50PPM FREQ TOLERANCE, 5X7.5 BODY SIZE | 19133-EC2645TTS-12.288M 19214-KC7050C-12.2880-C30E00 05968-S1803B-12.2880 20038-124-12.288-1 05968-S1613B-12.2880 11718-CO4305S-12.288-T | ECLIPTEK AVX/KYOCERA PERICOM, FORMERLY SARONIX FOX ELECTRONICS PERICOM, FORMERLY SARONIX RALTRON (FORMERLY SHOWA) | STE
1814 | 8 |  | FL1-FL9,FL12-FL14 | CTAOOC | 2306384-4 | 1 | Restricted | Each | 12.0 | FERRITE BEAD 1000 OHM at 100 MHZ 400 MA RATING, 0603 PACKAGE | 02862 BLM18AG102SN1 | MURATA | STE
1815 | 8 |  | S1 | CTAOOC | 2253364-2 | 3 | Not Recommended | Each | 1.0 | SURFACE MOUNT DIP SWITCH, 4 POSITION GULL WING WITH POLYIMIDE TAPE SEAL MACHINE-INSERTABLE. WARNING: Unknown Whisker Risk | 05229-90HBW04PRT 00031-219004MST | GRAYHILL CTS CORP | STE
1816 | 8 |  | U4,U10-U12 | CTAOOC | 2274393-3 | 3 | Standard | Each | 4.0 | IC, RECEIVER RS422, QUAD, 3.3V, 1 ENABLE, AM26LV32, SO16, 85C | 00495-AM26LV32IDE4 00036-DS26LV32ATM NOPB 00495-DS26LV32ATM NOPB | TEXAS INSTRUMENTS NATIONAL SEMICONDUCTOR TEXAS INSTRUMENTS | STE
1817 | 8 |  | U25 | CTAOOC | 2274500-2 | 1 | Standard | Each | 1.0 | LOGIC INTERFACE RS-232 DRIVER-RECEIVER TSSOP 3 TO 5 V SUPPLY WITH ESD PROTECTION | 00495-MAX3232CPWE4 00124-ST3232ECTR 01649-ADM3202ARUZ | TEXAS INSTRUMENTS ST MICROELECTRONICS ANALOG DEVICES | STE
1818 | 8 |  | U23,U24 | CTAOOC | 2246237-2 | 3 | Standard | Each | 2.0 | DRIVER-RECEIVER UART WITH 16 BYTE FIFO 3.3-5V SUPPLY, 48-TQFP NOTE ONLY TI PART HAS AUTOFLOW CNTRL | 00495-TL16C550CPTG4 ZZE10-ST16C550CQ48-F | TEXAS INSTRUMENTS EXAR | STE
1819 | 8 |  | C5,C31,C41,C43,C45,C47 | CTAOOC | 2240282-15 | 2 | Standard | Each | 6.0 | CAPACITOR CERAMIC, X7R, 10UF, 10Percent, 16V, SMD 1206 | 03041-C3216X7R1C106K 08390-C1206C106K4RAC 11962-CC1206KKX7R7BB106 03041-C3216X7R1C106K160AC | TDK KEMET YAGEO TDK | STE
1820 | 8 |  | VR1 | CTAOOC | 2334692 | 1 | Restricted | Each | 1.0 | REGULATOR 3.3V OUTPUT LOW DROPOUT ANYCAP, 1.5A OUTPUT, SOT-223 | 01649-ADP3339AKCZ-3.3 | ANALOG DEVICES, INC. | STE
1821 | 6 | 33 |  | CTAAssembly | 5462310 | 2 | Release | Each | 1.0 | Console SPK ADJ. assembly |  |  | CCX
1822 | 6 | 35 |  | CTAComponent | 5482603 | 3 | Release | Each | 1.0 | Voice enable button |  |  | CCX
1823 | 6 | 37 |  | CTAComponent | C2106-M4-02 | 3 | Release | Each | 4.0 | Spring Lock Washer, M4, Zinc plated, Rohs Fastener | 24140-C2106-M4-02 | TR FORMAC DIV OF TR FASTENINGS | HLE
1824 | 6 | 38 |  | CTAComponent | 5498234 | 1 | Release | Each | 1.0 | Button washer |  |  | CCX
1825 | 6 | 36 |  | CTAComponent | 5491249 | 1 | Release | Each | 1.0 | Left knob bracket |  |  | CCX
1826 | 5 | 10 |  | ECCCollectorPart | 5479476 | 3 | Release | Each | 1.0 | Desk label collector |  |  | CCX
1827 | 5 | 9 |  | CTAComponent | 5491248 | 1 | Release | Each | 2.0 | Right washer |  |  | CCX
1828 | 5 | 8 |  | CTAComponent | 5491247 | 1 | Release | Each | 2.0 | Left washer |  |  | CCX
1829 | 5 | 11 |  | CTAComponent | 5120929 | 2 | Release | Each | 1.0 | Storm Console keyboard bracket |  |  | CCX
1830 | 5 | 12 |  | CTAComponent | 5161171 | 2 | Release | Each | 2.0 | Cable screw | 20284-5161171 | BOSSARD LTD. FASTENERS | HLE
1831 | 4 | 5 |  | CTAComponent | 5461759 | 1 | Release | Each | 40.0 | NYLON BINDING TIE CLAMP KSS CV-180 tie wrap 180x3.6mm Max Bundle Dia 46mm |  |  | HLE
1832 | 4 | 3 |  | ECCCollectorPart | 5452094 | 3 | Release | Each | 1.0 | Console cable collector |  |  | HLE
1833 | 5 | 11 |  | CTAComponent | 5451796 | 3 | Release | Each | 1.0 | Cabinet Interface Board Power Cable |  |  | CCX
1834 | 5 | 10 |  | CTAComponent | 5437756 | 1 | Release | Each | 1.0 | Cabinet door ground cable |  |  | HLE
1835 | 5 | 7 |  | CTAComponent | 5454302 | 2 | Release | Each | 1.0 | Console DSA LVDS Convert Cable |  |  | HLE
1836 | 5 | 6 |  | CTAComponent | 5455121 | 1 | Release | Each | 1.0 | Console DSA SYNC SIGNAL CABLE |  |  | HLE
1837 | 5 | 13 |  | CTAComponent | 5456161 | 2 | Release | Each | 1.0 | Cabinet PCU Real-time Control Cable |  |  | HLE
1838 | 5 | 12 |  | CTAComponent | 5456928 | 1 | Release | Each | 1.0 | Cabinet PCU ground cable |  |  | HLE
1839 | 5 | 5 |  | CTAComponent | 5455126 | 1 | Release | Each | 1.0 | Console DSA 1750 Card RT Control Cable |  |  | HLE
1840 | 5 | 1 |  | CTAComponent | 5453651 | 2 | Release | Each | 1.0 | Console Image Monitor Power Cable |  |  | CCX
1841 | 5 | 2 |  | CTAComponent | 5461517 | 1 | Release | Each | 1.0 | Console Workstation Power Cable |  |  | HLE
1842 | 5 | 4 |  | CTAComponent | 5446734 | 2 | Release | Each | 1.0 | Console Camera Link Cable |  |  | HLE
1843 | 5 | 3 |  | CTAComponent | 5455343 | 3 | Release | Each | 1.0 | Console Workstation-Gen Console COM Cable |  |  | CCX
1844 | 5 | 9 |  | CTAComponent | 5439492 | 3 | Release | Each | 1.0 | Console IF board-Gen console COM Cable |  |  | CCX
1845 | 5 | 8 |  | CTAComponent | 5443331 | 1 | Release | Each | 1.0 | Console PCU Communication Cable |  |  | HLE
1846 | 4 | 2 |  | ECCCollectorPart | 5444848 | 5 | Release | Each | 1.0 | Console cabinet assembly |  |  | CCX
1847 | 5 | 9 |  | CTAComponent | 2000-M4-03 | 3 | Release | Each | 1.0 | FLAT WASHER - NORMAL SERIES, ISO 7089, M4 CLASS 200H STEEL, ZINC PLATED RoHS FASTENER | 24140-M4/-/PWSTWA/TC1/DIN125 10487-2000-M4-03 A0996-BN 343 M4 CR6+FREE 24432-11103691 11060-M4NWSFSTZ6/125ATP | TR FORMAC DIV OF TR FASTENINGS OHTA BOSSARD FASTENAL ANIXTER | STM
1848 | 5 | 5 |  | CTAAssembly | 5445960 | 6 | Release | Each | 1.0 | Digital image subsystem |  |  | CCX
1849 | 6 | 4 |  | CTAComponent | 5460013 | 1 | Release | Each | 1.0 | Console Digital box Image Converter Board Power Cable |  |  | HLE
1850 | 6 | 6 |  | ECCCollectorPart | 5448915 | 3 | Release | Each | 1.0 | Software CD for Precision THUNIS-800+ RF system |  |  | CCX
1851 | 7 | 1 |  | CTAComponent | 5474003 | 3 | Release | Each | 1.0 | APR TST |  |  | CCX
1852 | 6 | 2 |  | CTAComponent | 5121183-ROHS | 2 | Release | Each | 1.0 | Digital image converting board |  |  | CCX
1853 | 6 | 5 |  | CTAComponent | 5440284 | 1 | Release | Each | 1.0 | Console Digital box Image Converter BNC Signal Cable |  |  | HLE
1854 | 6 | 1 |  | CTAAssembly | 5460503 | 4 | Release | Each | 1.0 | Digital box |  |  | CCX
1855 | 7 | 4 |  | CTAComponent | 5121177-ROHS | 2 | Release | Each | 1.0 | Image frame grabber |  |  | CCX
1856 | 7 | 1 |  | CTAComponent | 5440791 | 2 | Release | Each | 1.0 | USB mouse |  |  | CCX
1857 | 7 | 2 |  | CTAComponent | 5443246 | 3 | Release | Each | 1.0 | USB keyboard |  |  | CCX
1858 | 7 | 5 |  | CTAAssembly | 5458231 | 2 | Release | Each | 1.0 | Workstation x86 PC |  |  | CCX
1859 | 7 | 3 |  | CTAComponent | 5121174-ROHS | 2 | Release | Each | 1.0 | 1750 PCI Digital IO Card |  |  | CCX
1860 | 5 | 2 |  | CTAAssembly | 5438415 | 5 | Release | Each | 1.0 | Console cabinet |  |  | CCX
1861 | 6 | 2 |  | CTAComponent | 1007-M4C016-14 | 1 | Release | Each | 2.0 | Phillips Pan Head Screw, ISO 7045, M4-0.7, X16mm Long, Grade 4.8 Steel, Zinc Plated, RoHS Fastener | 20589-10948-03572 11060-M4C16MXPSTZ6/7985 | FASTENAL COMPANY ANIXTER | STM
1862 | 6 | 3 |  | CTAComponent | 2000-M4-03 | 3 | Release | Each | 7.0 | FLAT WASHER - NORMAL SERIES, ISO 7089, M4 CLASS 200H STEEL, ZINC PLATED RoHS FASTENER | 24140-M4/-/PWSTWA/TC1/DIN125 10487-2000-M4-03 A0996-BN 343 M4 CR6+FREE 24432-11103691 11060-M4NWSFSTZ6/125ATP | TR FORMAC DIV OF TR FASTENINGS OHTA BOSSARD FASTENAL ANIXTER | STM
1863 | 6 | 1 |  | CTAComponent | 1007-M4C010-14 | 2 | Release | Each | 5.0 | Phillips Pan Head Screw, ISO 7045, M4-0.7, X10mm Long, Grade 4.8 Steel, Zinc Plated, RoHS Fastener | 11060-M4C10MXPSTZ6/7985 20589-10948-03570 24140-M4/10/PPSTMC/TC1/ISO7045 | ANIXTER FASTENAL COMPANY TR FORMAC DIV OF TR FASTENINGS | STM
1864 | 6 | 8 |  | CTAComponent | 5445416-4 | 1 | Release | Each | 1.0 | AVID PRODUCTS STEEL P-CLAMP or R-clamp DIA9.5, WIDE12.7,19243-SCP-6-325-265 |  |  | HLE
1865 | 6 | 7 |  | CTAComponent | 5445416-2 | 1 | Release | Each | 2.0 | AVID PRODUCTS STEEL P-CLAMP or R-clamp DIA6.4, WIDE9.7, 19243-SCP-4-323-203 |  |  | HLE
1866 | 6 | 5 |  | CTAComponent | 5438742 | 2 | Release | Each | 2.0 | Fuse Holder |  |  | CCX
1867 | 6 | 6 |  | CTAComponent | 5440286 | 2 | Release | Each | 1.0 | terminal board |  |  | CCX
1868 | 6 | 4 |  | CTAComponent | 5168929 | 1 | Release | Each | 3.0 | copper socket |  |  | HLE
1869 | 6 | 10 |  | CTAComponent | C2106-M4-02 | 3 | Release | Each | 7.0 | Spring Lock Washer, M4, Zinc plated, Rohs Fastener | 24140-C2106-M4-02 | TR FORMAC DIV OF TR FASTENINGS | HLE
1870 | 6 | 9 |  | CTAAssembly | 5459476 | 3 | Release | Each | 1.0 | Cabinet box |  |  | CCX
1871 | 7 | 2 |  | CTAComponent | 1007-M2C006-14 | 1 | Release | Each | 4.0 | Phillips Pan Head Screw, ISO 7045, M2-0.4, X6mm Long, Grade 4.8 Steel, Zinc Plated, RoHS Fastener | 20589-10948-03557 11060-M2C6MXPSTZ6/7985 | FASTENAL COMPANY ANIXTER | STM
1872 | 7 | 3 |  | CTAComponent | 1007-M4C010-14 | 2 | Release | Each | 70.0 | Phillips Pan Head Screw, ISO 7045, M4-0.7, X10mm Long, Grade 4.8 Steel, Zinc Plated, RoHS Fastener | 11060-M4C10MXPSTZ6/7985 20589-10948-03570 24140-M4/10/PPSTMC/TC1/ISO7045 | ANIXTER FASTENAL COMPANY TR FORMAC DIV OF TR FASTENINGS | STM
1873 | 7 | 4 |  | CTAComponent | 1007-M6C012-14 | 1 | Release | Each | 1.0 | Phillips Pan Head Screw, ISO 7045, M6-1, X12mm Long, Grade 4.8 Steel, Zinc Plated, RoHS Fastener | 20589-10948-03583 11060-M6C12MXPSTZ6/7985 | FASTENAL COMPANY ANIXTER | STM
1874 | 7 | 1 |  | CTAComponent | 1000-M6C020-04 | 4 | Release | Each | 4.0 | Hexagon Socket Head Cap Screw, M6-1, X20mm Long, Grade 8.8 Steel, Zinc Plated, RoHS Fastener | 11060-M6C20KCSC9Z6/912 10487-1000-M6C020-04 24140-M6/20/SOHTCS/TC1D/DIN912 20589-10948-03240 A0996-BN 4 M6 x 20mm CR6+FREE | ANIXTER OHTA TR FORMAC DIV OF TR FASTENINGS FASTENAL COMPANY BOSSARD | STM
1875 | 7 | 6 |  | CTAComponent | 1010-M4C010-14 | 2 | Release | Each | 6.0 | Phillips Flat Head Screw, ISO 7046, M4-0.7, X10mm Long, Grade 4.8 Steel, Zinc Plated, RoHS Fastener | 20589-10948-03508 11060-M4C10MXFSTZ6/965A 24140-M4/10/KPSTMC/TC1/DIN965 | FASTENAL COMPANY ANIXTER TR FORMAC DIV OF TR FASTENINGS | STM
1876 | 7 | 8 |  | CTAComponent | 2000-M6-03 | 3 | Release | Each | 21.0 | Flat Washer, ISO7089, M6, Steel 200HV, Zinc Plated, RoHS Fastener | 20589-10948-03457 10487-2000-M6-03 11060-M6NWSFSTZ6/125ATP 24140-M6/-/PWSTWA/TC1/DIN125 | FASTENAL COMPANY OHTA ANIXTER TR FORMAC DIV OF TR FASTENINGS | STM
1877 | 7 | 7 |  | CTAComponent | 2000-M4-03 | 3 | Release | Each | 54.0 | FLAT WASHER - NORMAL SERIES, ISO 7089, M4 CLASS 200H STEEL, ZINC PLATED RoHS FASTENER | 24140-M4/-/PWSTWA/TC1/DIN125 10487-2000-M4-03 A0996-BN 343 M4 CR6+FREE 24432-11103691 11060-M4NWSFSTZ6/125ATP | TR FORMAC DIV OF TR FASTENINGS OHTA BOSSARD FASTENAL ANIXTER | STM
1878 | 7 | 5 |  | CTAComponent | 1010-M3C008-14 | 1 | Release | Each | 2.0 | Phillips Flat Head Screw, ISO 7046, M3-0.5, X8mm Long, Grade 4.8 Steel, Zinc Plated, RoHS Fastener | 20589-10948-03502 11060-M3C8MXFSTZ6/965A | FASTENAL COMPANY ANIXTER | STM
1879 | 7 | 9 |  | CTAComponent | 5439736 | 1 | Release | Each | 2.0 | Foot cable bundler |  |  | CCX
1880 | 7 | 14 |  | CTAComponent | 5449387 | 1 | Release | Each | 2.0 | Workstation limiter |  |  | CCX
1881 | 7 | 15 |  | CTAAssembly | 5449388 | 1 | Release | Each | 1.0 | Cabinet door |  |  | CCX
1882 | 8 | 1 |  | CTAComponent | 5441349 | 1 | Release | Each | 1.0 | Cabinet door cover |  |  | CCX
1883 | 8 | 2 |  | CTAComponent | 5457198 | 1 | Release | Each | 2.0 | Cabinet door holder |  |  | CCX
1884 | 7 | 12 |  | CTAComponent | 5446200 | 1 | Release | Each | 1.0 | Copper grounding bar |  |  | CCX
1885 | 7 | 10 |  | CTAComponent | 5440503 | 2 | Release | Each | 1.0 | Electric component bracket |  |  | CCX
1886 | 7 | 13 |  | CTAComponent | 5446201 | 2 | Release | Each | 2.0 | caster |  |  | CCX
1887 | 7 | 11 |  | CTAAssembly | 5499826 | 1 | Release | Each | 1.0 | Cabinet rear cover |  |  | CCX
1888 | 8 | 2 |  | CTAComponent | 5496758 | 1 | Release | Each | 1.0 | Cabinet rear cover rib |  |  | CCX
1889 | 8 | 1 |  | CTAComponent | 5450648 | 1 | Release | Each | 1.0 | Cabinet rear cover plate |  |  | CCX
1890 | 7 | 16 |  | CTAComponent | 5451426 | 2 | Release | Each | 2.0 | caster with brake |  |  | CCX
1891 | 7 | 17 |  | CTAComponent | 5452025 | 1 | Release | Each | 4.0 | Cable Gate |  |  | CCX
1892 | 7 | 18 |  | CTAComponent | 5454748 | 1 | Release | Each | 1.0 | Locking plate |  |  | CCX
1893 | 7 | 19 |  | CTAComponent | 5459475 | 1 | Release | Each | 1.0 | Top cable bundler |  |  | CCX
1894 | 7 | 21 |  | CTAComponent | 5462481 | 1 | Release | Each | 1.0 | Cabinet left cover plate |  |  | CCX
1895 | 7 | 23 |  | CTAComponent | 5491219 | 1 | Release | Each | 4.0 | pad |  |  | CCX
1896 | 7 | 22 |  | CTAComponent | 5491152 | 1 | Release | Each | 1.0 | Switch power bracket |  |  | CCX
1897 | 7 | 20 |  | CTAComponent | 5460240 | 2 | Release | Each | 1.0 | Lock |  |  | CCX
1898 | 7 | 24 |  | CTAAssembly | 5491221 | 3 | Release | Each | 1.0 | Cabinet frame |  |  | CCX
1899 | 8 | 1 |  | CTAComponent | 5437395 | 2 | Release | Each | 1.0 | Cabinet frame base |  |  | CCX
1900 | 8 | 3 |  | CTAComponent | 5449847 | 1 | Release | Each | 1.0 | Cabinet frame rear beam |  |  | CCX
1901 | 8 | 2 |  | CTAComponent | 5439738 | 1 | Release | Each | 1.0 | Cabinet frame front beam |  |  | CCX
1902 | 8 | 7 |  | CTAComponent | 5497941 | 1 | Release | Each | 18.0 | nut block for column |  |  | CCX
1903 | 8 | 6 |  | CTAComponent | 5497940 | 1 | Release | Each | 2.0 | nut block for column |  |  | CCX
1904 | 8 | 5 |  | CTAComponent | 5495367 | 2 | Release | Each | 1.0 | Workstation install base |  |  | CCX
1905 | 8 | 4 |  | CTAComponent | 5491226 | 1 | Release | Each | 2.0 | Caster install base |  |  | CCX
1906 | 8 | 8 |  | CTAComponent | 5500903 | 1 | Release | Each | 2.0 | PS800R cabinet caster install plate |  |  | CCX
1907 | 7 | 26 |  | CTAComponent | 5495366 | 1 | Release | Each | 1.0 | Door adjuster |  |  | CCX
1908 | 7 | 25 |  | CTAAssembly | 5491227 | 1 | Release | Each | 2.0 | Cabinet door bracket |  |  | CCX
1909 | 8 | 1 |  | CTAComponent | 5439737 | 1 | Release | Each | 1.0 | Cabinet door bracket base |  |  | CCX
1910 | 8 | 2 |  | CTAComponent | 5491233 | 1 | Release | Each | 1.0 | Cabinet door bracket connector |  |  | CCX
1911 | 8 | 3 |  | CTAComponent | 5491234 | 1 | Release | Each | 1.0 | Cabinet door shaft |  |  | CCX
1912 | 7 | 30 |  | CTAComponent | 1000-M6C014-04 | 1 | Release | Each | 16.0 | Hexagon Socket Head Cap Screw, M6-1, X14mm Long, Grade 8.8 Steel, Zinc Plated, RoHS Fastener | 10487-1000-M6C014-04 | OHTA | STM
1913 | 7 | 29 |  | CTAComponent | C2106-M6-02 | 3 | Release | Each | 21.0 | Spring Lock Washer, M6, Zinc plated, Rohs Fastener | 24140-C2106-M6-02 | TR FORMAC DIV OF TR FASTENINGS | HLE
1914 | 7 | 28 |  | CTAComponent | C2106-M4-02 | 3 | Release | Each | 54.0 | Spring Lock Washer, M4, Zinc plated, Rohs Fastener | 24140-C2106-M4-02 | TR FORMAC DIV OF TR FASTENINGS | HLE
1915 | 5 | 7 |  | CTAComponent | 5462293 | 2 | Release | Each | 1.0 | Switch Power |  |  | CCX
1916 | 5 | 11 |  | CTAComponent | C2106-M4-02 | 3 | Release | Each | 1.0 | Spring Lock Washer, M4, Zinc plated, Rohs Fastener | 24140-C2106-M4-02 | TR FORMAC DIV OF TR FASTENINGS | HLE
1917 | 5 | 10 |  | CTAComponent | 3000-M4C-04 | 5 | Release | Each | 1.0 | Hexagon Nut, ISO4032, M4-0.7, Grade 8 Steel, Zinc Plated, RoHS Fastener | 24140-M4/-/HFH8-/TC1D/DIN934 A0996-BN117 M4 CR6+FREE 20589-10948-03686 11060-M4CNFHC7Z6/934 | TR FORMAC DIV OF TR FASTENINGS BOSSARD FASTENAL COMPANY ANIXTER | STM
1918 | 5 | 6 |  | CTAComponent | 5452637 | 3 | Release | Each | 1.0 | Cabinet Power Harness |  |  | HLE
1919 | 5 | 1 |  | CTAComponent | 5132190 | 1 | Release | Each | 1.0 | Thales PCU and PCU power cable. For TH800 and TH800 |  |  | HLE
1920 | 5 | 8 |  | CTAAssembly | 5473934 | 5 | Release | Each | 1.0 | IF Board Assembly |  |  | CCX
1921 | 6 | 2 |  | CTACircuitBoard | 5436648 | 4 | Release | Each | 1.0 | Precision THUNIS-800+ IF board |  |  | CCX
1922 | 7 |  | C53 | CTAOOC | 2183937-3 | 2 | Standard | Each | 1.0 | CAPA TANT 2,2UF 10% 35V 3528 | 08390-T491B225K035AT 19214-TAJB225K035RNJ | KEMET AVX/KYOCERA | STE
1923 | 7 |  | J8, J10 | CTAOOC | 2137666-4 | 0 | Not Recommended | Each | 2.0 | CONNECTOR 5 CONTACTS 600 VOLTS 3 AMP SINGLE ROW .125~ STRAIGHT HEADER WITH POLARIZATION SLOTS | 01525 70545-0039 | MOLEX | CXR
1924 | 7 |  | J5 | CTAOOC | 2213608-2 | 6 | Standard | Each | 1.0 | CONNEC SUBD 15C PWB STR RECEP+440LK | 00214-D15S24A6GV00LF 10099-09 66 251 5513 | FCI HARTING | STE
1925 | 7 |  | C54 | CTAOOC | 2235239 | 3 | Standard | Each | 1.0 | CAPACITOR X7R 2.2NF 10 PERCENT 50V 0603 | 18981-VJ0603Y222KXA 11962-CC0603KRX7R9BB222 03041-C1608X7R1H222K | VISHAY YAGEO TDK | STE
1926 | 7 |  | J17 | CTAOOC | 2213608-3 | 7 | Standard | Each | 1.0 | CONNEC SUBD 25C PWB STR RECEP+440LKC | 10099-09 66 351 5513 00214-D25S24A6GV00LF | HARTING FCI | STE
1927 | 7 |  | J7 | CTAOOC | 2213607-4 | 8 | Standard | Each | 1.0 | CONNEC SUBD 37C PWB STR PLUG+440LK | 00214-D37P24A6GV00LF 10099-09 65 461 5713 | FCI HARTING | STE
1928 | 7 |  | J3, J4 | CTAOOC | 2213607-3 | 8 | Standard | Each | 2.0 | CONNEC SUBD 25C PWB STR PLUG+440LK | 00214-D25P24A6GV00LF 10099-09 65 361 5713 | FCI HARTING | STE
1929 | 7 |  | J14 | CTAOOC | 2186198-9 | 2 | Standard | Each | 1.0 | CONNECTOR 5.08MM MSTBA, 1X5POS HEADER, RIGHT ANGLE, TINNED, PWB2.4 | 11675 1757271 18996-796638-5 | PHOENIX CONTACTS TE CONNECTIVITY | STE
1930 | 7 |  | C49, C56, C60 | CTAOOC | 2298052 | 5 | Standard | Each | 3.0 | U6203CS CAPACITOR FIXED 100 uFARADS | 07092-EEEHA1C101WP 06533-UWZ1C101MCL1GB | PANASONIC NICHICON CORPORATION | STE
1931 | 7 |  | PS1 | CTAOOC | 2252400-4 | 1 | Restricted | Each | 1.0 | POWER SUPPLY 5 VOLTS 306m AMPS 5 VOL REGULATED, 1000V ISOLATION, SO-28 | 00495-DCR010505UE4 | TEXAS INSTRUMENTS | STE
1932 | 7 |  | S2 | CTAOOC | 2253364-2 | 3 | Not Recommended | Each | 1.0 | SURFACE MOUNT DIP SWITCH, 4 POSITION GULL WING WITH POLYIMIDE TAPE SEAL MACHINE-INSERTABLE. WARNING: Unknown Whisker Risk | 05229-90HBW04PRT 00031-219004MST | GRAYHILL CTS CORP | STE
1933 | 7 |  | U18 | CTAOOC | 2276618-3 | 1 | Not Recommended | Each | 1.0 | PROGRAMMABLE LOGIC DEVICE FPGA | 10208-EP1K100QC208-3N | ALTERA | STE
1934 | 7 |  | DS32-DS38 | CTAOOC | 2279219-3 | 1 | Standard | Each | 7.0 | LED YEL LTST-C190Y 0603 SMD | 09050 AY1111C 00941 HSMY-C190 11520 LTST-C190YKT 18802 AP1608YC | STANLEY ELECTRIC CO LTD AVAGO TECHNOLOGIES LITE-ON KINGBRIGHT | STE
1935 | 7 |  | DS1-DS31 | CTAOOC | 2279219-2 | 1 | Standard | Each | 31.0 | LED GREEN LTST-C190G 0603 SMD | 18802 AP1608SGC 00941 HSMG-C190 11520 LTST-C190GKT 09050 PG1111C | KINGBRIGHT AVAGO TECHNOLOGIES LITE-ON STANLEY ELECTRIC CO LTD | STE
1936 | 7 |  | U19, U20 | CTAOOC | 2246237-2 | 3 | Standard | Each | 2.0 | DRIVER-RECEIVER UART WITH 16 BYTE FIFO 3.3-5V SUPPLY, 48-TQFP NOTE ONLY TI PART HAS AUTOFLOW CNTRL | 00495-TL16C550CPTG4 ZZE10-ST16C550CQ48-F | TEXAS INSTRUMENTS EXAR | STE
1937 | 7 |  | U13 | CTAOOC | 2240583 | 1 | Standard | Each | 1.0 | CONFIGURATION SERIAL EPROM, 2M FLASH | 10208-EPC2LC20N | ALTERA | STE
1938 | 7 |  | C13-C18, C20, C21, C55 | CTAOOC | 2240282-7 | 3 | Standard | Each | 9.0 | CAPA X7R 1UF 10% 25V 1206 | 19214-12063C105KAT 08390 C1206C105K3RAC | AVX/KYOCERA KEMET | STE
1939 | 7 |  | J13 | CTAOOC | 46-230149P2 | 2 | Restricted | Each | 1.0 | CONNECTOR COAXIAL, BNC 50 OHM, STRAIGHT RECEPTACLE, PWB, METAL BODY, GOLD CONTACT, NICKEL PLATE OVER BRASS. MOUNTS TO CIRCUIT BOARD WITH SOLDER MOUNTING POSTS. DOES NOT COME WITH MOUNTING HW. MUST SPEC: WASHER 46-287874P1 AND HEX NU 46-230097P1 | 18996-5227673-1 | TE CONNECTIVITY | STE
1940 | 7 |  | S1 | CTAOOC | 46-257883P1 | 6 | Standard | Each | 1.0 | SWITCH, MOMENTARY PUSH BUTTON, SPST NO, R.A. HORIZONTAL, 0.4VA at 20VAC-DC, 100MA MAX, PWB THRU HOLE | 03368 EP11SD1ABE 11624-AB11AH-RO 11624-AB11AH | C&K COMPONENTS NKK SWITCHES NKK SWITCHES | STE
1941 | 7 |  | J9 | CTAOOC | 46-221802P9 | 1 | Not Recommended | Each | 1.0 | CONNECTOR_NEW 6 POSITION PIN HEADER TIN PLATING, POWER CONNECTOR. WARNING: Unknown Whisker Risk | 18996-640500-5 | TE CONNECTIVITY | STE
1942 | 7 |  | C47, C58 | CTAOOC | 2378166 | 4 | Standard | Each | 2.0 | U6211CS CAPACITOR FIXED 10U FARADS | 06533-UWZ1V100MCL1GB 07092-EEEHA1V100R 10220-EMVE350ADA100ME55G | NICHICON CORPORATION PANASONIC CHEMI-CON | STE
1943 | 7 |  | J6 | CTAOOC | 2407021 | 0 | Not Recommended | Each | 1.0 | U0138FD CONNECTOR_NEW D-SUB 9 EACH | 00234 787176-1 00214 D09P91C6PV00 | TE CONNECTIVITY / AMP FCI | YEN
1944 | 7 |  | J15 | CTAOOC | 46-221703P17 | 4 | Restricted | Each | 1.0 | CONNECTOR, 2.54MM, 2X25POS, STRAIGHT, LONG LATCHES, 4-WALL AMP PART IS RESTRICTED DUE TO THE FACT THAT IT REQUIRES A .250 LONG SCREW TO RETAIN IT. | 00266-N3433-6303RB | 3M (MINNESOTA MINING MFG) | STE
1945 | 7 |  | J2 | CTAOOC | 2374435-2 | 1 | Restricted | Each | 1.0 | CONNECTOR_NEW D-SUB PLASTIC SHELL 9 PIN VERTICAL RECEPTACLE | 18996-5745076-4 | TE CONNECTIVITY | STE
1946 | 7 |  | J1 | CTAOOC | 2328273 | 0 | Restricted | Each | 1.0 | CONNEC 3/U-FIT 2X3C R-A HEADER | 01525 43045-0600 | MOLEX | EUR
1947 | 7 |  | R3-R9, R25-R27, R46, R49, R62, R65, R77-R80, R82, R83, R86, R87, R94, R95, R98, R99, R106, R110-R112, R125-R130, R132, R133, R139-R219, R229-R231, R238-R248 | CTAOOC | 46-312792P124 | 5 | Standard | Each | 133.0 | RESISTOR 4.99k OHMS 1 % .125 WATTS | 11962-RC0805FR-074K99L 18981-CRCW08054K99FKE 06725-RK73H2ATTD4991F 00006-WCR0805LF4991F 05498-MC08054991FTW 02254-MCR10EZPF4991 | YAGEO VISHAY KOA IRC RCD COMPONENTS INC. ROHM | STE
1948 | 7 |  | R10-R24, R30-R44, R50-R61, R220-R228 | CTAOOC | 46-312792P127 | 5 | Standard | Each | 51.0 | RESISTOR 6.81k OHMS 1 PERCENT .125 WATTS | 11962-RC0805FR-076K81L 05498-MC08056811FTW 00006-WCR0805LF6811F 06725-RK73H2ATTD6811F 18981-CRCW08056K81FKE 02254-MCR10EZPF6811 | YAGEO RCD COMPONENTS INC. IRC KOA VISHAY ROHM | STE
1949 | 7 |  | R1, R2, R81, R84, R85, R88-R93, R96, R97, R100-R104, R113-R120, R122-R124, R134-R137, R232-R235 | CTAOOC | 46-312792P17 | 2 | Standard | Each | 37.0 | RESISTOR 475 OHMS 1 % .125 WATTS 100V 0805 CASE SIZE THICK FILM +-100 PPM/C | 11962-RC0805FR-07475RL 00006-WCR0805LF4750F 18981-CRCW0805475RFKE 05498-MC08054750FTW | YAGEO IRC VISHAY RCD COMPONENTS INC. | STE
1950 | 7 |  | R48 | CTAOOC | 46-312792P18 | 2 | Standard | Each | 1.0 | RESISTOR 10 OHMS 1 PERCENT .125 WATTS SURFACE MOUNTING 100PPM/DEG C 100V L .079 W .050 T .018 | 18981-CRCW080510R0FKE 11962-RC0805FR-0710RL 05498-MC080510R0FTW 00006-WCR0805LF10R0F | VISHAY YAGEO RCD COMPONENTS INC. IRC | STE
1951 | 7 |  | R28, R29, R45, R47, R63, R64, R66-R69 | CTAOOC | 46-312792P13 | 4 | Standard | Each | 10.0 | RESISTOR 1k OHMS 1 PERCENT .125 WATTS 0805 CASE SIZE | 11623-NRC10F1001TRF 05498-MC08051001FTW 18981-CRCW08051K00FKE 06725-RK73H2ATTD1001F 00006-WCR0805LF1001F | NIC COMPONENTS CORPORATION RCD COMPONENTS INC. VISHAY KOA IRC | STE
1952 | 7 |  | TP1-TP14 | CTAOOC | 46-301752P5 | 3 | Standard | Each | 14.0 | CONNECTOR 1 CONTACTS SURFACE MOUNT PRINTED CIRCUIT TEST POINTS | 04947 5016 ZZC70-TP-107-02-1-T | KEYSTONE ELECTRONICS CORP COMPONENTS CORPORATION | STE
1953 | 7 |  | K1-K10 | CTAOOC | 46-312336P2 | 3 | Standard | Each | 10.0 | RELAY SMD, DPDT, 5V SINGLE SIDE STABLE COIL, 5V, SURFACE MOUNT, 2 FORM C, TQ2SA-5V | 07092-TQ2SA-5V | PANASONIC | STE
1954 | 7 |  | J11 | CTAOOC | 46-289446P7 | 1 | Restricted | Each | 1.0 | CONNECTOR 2 CONTACTS 250 VOLTS 3 AMP SINGLE ROW, RIGHT ANGLE LOW PROFILE | 01525 70553-0001 | MOLEX | STE
1955 | 7 |  | D1-D31 | CTAOOC | 46-315841P2 | 1 | Standard | Each | 31.0 | SEMICONDUCTOR:DIODE 75 VOLTS 200m AM HIGH CONDUCTANCE LOW LEAKAGE SOT-23 | 18846-BAS116LT1G | ON SEMICONDUCTOR | STE
1956 | 7 |  | C1-C12,C19,C22,C23, C24,C25,C26,C27,C28,C29,C30,C31,C32,C33,C34,C35,C36,C37,C38,C39,C40,C41,C42,C43,C44,C45,C46,C48,C50,C51,C52,C57,C59,C61,C62,C63,C64,C65,C66,C67,C68,C69,C70,C71,C72,C73,C74,C75,C76,C77,C78,C79,C80,C81,C82,C83,C84,C85,C86,C87,C88 | CTAOOC | 2187107-6 | 3 | Not Recommended | Each | 72.0 | CAPACITOR FIXED .1u FARADS 50 VOLTS | 08390 C0805C104K5RAC 07945-CL21B104KBCNNNC | KEMET SAMSUNG | STE
1957 | 7 |  | U11 | CTAOOC | 46-320871P2 | 1 | Restricted | Each | 1.0 | POWER SUPPLY SUPERVISOR WITH RESET SOP8 MAX701 | 07438-MAX701CSA+ | MAXIM INTEGRATED PRODUCTS | STE
1958 | 7 |  | R105 | CTAOOC | 46-312792P57 | 3 | Standard | Each | 1.0 | RESISTOR 100k OHMS 1 PERCENT .125 WATTS 0805 PACKAGE 100 VOLTS | 05498-MC08051003FTW 06725-RK73H2ATTD1003F 18981-CRCW0805100KFKE 00006-WCR0805LF1003F | RCD COMPONENTS INC. KOA VISHAY IRC | STE
1959 | 7 |  | R108, R109 | CTAOOC | 46-312792P7 | 4 | Standard | Each | 2.0 | RESISTOR 10k OHMS 1 PERCENT .125 WATTS SURFACE MOUNTING 0805 PACKAGE 100 PPM/DEGREE C 100V L .079 W .050 T .018 | 11623-NRC10F1002TRF 05498-MC08051002FTW 18981-CRCW080510K0FKE 00006-WCR0805LF1002F 06725-RK73H2ATTD1002F | NIC COMPONENTS CORPORATION RCD COMPONENTS INC. VISHAY IRC KOA | STE
1960 | 7 |  | R107 | CTAOOC | 46-312792P41 | 3 | Standard | Each | 1.0 | RESISTOR 1M OHMS 1 % .125 WATTS | 18981-CRCW08051M00FKE 06725-RK73H2ATTD1004F 00006-WCR0805LF1004F 05498-MC08051004FTW | VISHAY KOA IRC RCD COMPONENTS INC. | STE
1961 | 7 |  | R70-R76, R121, R131, R138, R236, R237 | CTAOOC | 46-312792P187 | 7 | Standard | Each | 12.0 | RESISTOR 200 OHMS 1 PERCENT .125 WATTS | 06725-RK73H2ATTD2000F 18981-CRCW0805200RFKE 00006-WCR0805LF2000F 11962-RC0805FR-07200RL 05498-MC08052000FTW 02254-MCR10EZPF2000 | KOA VISHAY IRC YAGEO RCD COMPONENTS INC. ROHM | STE
1962 | 7 | 1 |  | CTAOOC | 46-311182P1 | 4 | Restricted | Each | 1.0 | 20-PIN PLCC WITHOUT LOCATING POST AMP 20-PIN PLCC SOCKET CHANGED TO PA RT WITH NO LOCATING POST. QF | 18996-822516-3 | TE CONNECTIVITY | STE
1963 | 7 |  | U7,U8,U10,U12,U22,U25,U31 | CTAOOC | 2364058-4 | 1 | Standard | Each | 7.0 | I.C PHOTOCOUP X4 SOL16 4.4MM | 18981-TCMT4100 22942-ACPL-247-560E | VISHAY AVAGO | STE
1964 | 7 | 3 |  | CTAComponent | 516A770P408 | 0 | Release | Each | 2.0 | SCREW SCREW OLD F65D6B1 BLK OX |  |  | CXR
1965 | 7 | 4 |  | CTAComponent | 5343400-2 | 1 | Release | Each | 10.0 | NYLON WAHER, RICHCO NWE-34815-M3 |  |  | HWE
1966 | 7 |  | U1-U6, U9, U14-U17, U21, U24, U26, U29, U30, U32 | CTAComponent | 5483237 | 1 | Release | Each | 17.0 | HEX SCHMITT-TRIGGER INVERTER,TSSOP14 SMT,Countinuous output current up to 50mA. |  |  | CCX
1967 | 7 |  | G1 | CTAComponent | 5483194 | 1 | Release | Each | 1.0 | 6.144M,5V input, 5x7mm SMT,Crystal oscillator. |  |  | CCX
1968 | 7 | 2 |  | CTACircuitBoard | 5450459 | 1 | Release | Each | 1.0 | PWB for Precision THUNIS-800+ IF Board |  |  | HLE
1969 | 7 |  | U23, U27 | CTAOOC | 2114542-2 | 2 | Standard | Each | 2.0 | INT TRANSC 232E SOLP16 .3 SMD | 01649-ADM1181AARWZ | ANALOG DEVICES, INC. | STE
1970 | 7 |  | J16 | CTAOOC | 2137666 | 1 | Standard | Each | 1.0 | CONNECTOR 2 CONTACTS 600 VOLTS 3 AMP SINGLE ROW .120 STRAIGHT HEADER WITH POLARIZATION SLOTS. | 01525 70545-0036 | MOLEX | STE
1971 | 7 |  | Q1-Q3 | CTAOOC | 2111738 | 3 | Standard | Each | 3.0 | SEMICONDUCTOR:TRANSISTOR .5 AMPS 25m | 00495-ULN2803ADWG4 03439-ULN2803AFWG | TEXAS INSTRUMENTS TOSHIBA | STA
1972 | 7 |  | VR2 | CTAOOC | 2105122-4 | 1 | Standard | Each | 1.0 | 2.5 V FIXED VOLTAGE REGULATOR 800 MA INTERNAL OVERCURRENT LIMITING CIRCUITRY, SURFACE MOUNT. | 06921-LT1118CST-2.5#PBF | LINEAR TECHNOLOGY | STE
1973 | 7 |  | J12 | CTAOOC | 2106009-6 | 1 | Restricted | Each | 1.0 | CONNEC LOW-PROF TRANSI 10C HEAD STR | 01940 821-A010P-AM-A00 00214-75869-101LF 00266-N2510-6002RB 10099-09 18 510 6324 18996-5103308-1 | AMPHENOL FCI 3M (MINNESOTA MINING MFG) HARTING TE CONNECTIVITY | STE
1974 | 7 |  | VR1 | CTAOOC | 2105122-2 | 3 | Standard | Each | 1.0 | REGULATOR AND REFERENCE VOLTAGE REGU INTERNAL OVERCURRENT LIMITING CIRCUITRY | 06921-LT1117CST-3.3#PBF 00495-REG1117-3.3G4 00036-LM1117MPX-3.3/NOPB 00495-LM1117MPX-3.3/NOPB | LINEAR TECHNOLOGY TEXAS INSTRUMENTS NATIONAL SEMICONDUCTOR TEXAS INSTRUMENTS | STE
1975 | 6 | 1 |  | CTASoftware | 5473582 | 1 | Release | Each | 1.0 | CONSOLE INTERFACE BOARD FPGA LOGIC |  |  | HLE
1976 | 5 | 4 |  | CTAComponent | 5445936 | 1 | Release | Each | 1.0 | Cabinet Power Terminal Harness |  |  | HLE
1977 | 5 | 3 |  | CTAComponent | 5441129 | 3 | Release | Each | 1.0 | Switch Power |  |  | CCX
1978 | 4 | 6 |  | ECCCollectorPart | 5498550 | 1 | Release | Each | 1.0 | pt800+ console fuse collector |  |  | CCX
1979 | 5 |  | 8A fuse | CTAComponent | 5447604 | 1 | Release | Each | 2.0 | 8A Fuse |  |  | HLE
1980 | 4 | 1 |  | CTAComponent | 5119258-ROHS | 4 | Release | Each | 1.0 | Storm console footswitch assembly |  |  | CCX
1981 | 3 | 6 |  | CTAAssembly | 5439221 | 3 | Release | Each | 1.0 | PDU for Precision THUNIS-800+ |  |  | HLE
1982 | 3 | 11 |  | ECCCollectorPart | 5439215 | 2 | Release | Each | 1.0 | MIS cables for Precision THUNIS-800+ |  |  | HLE
1983 | 4 | 2 |  | CTAComponent | 5450388 | 1 | Release | Each | 1.0 | MIS PCU Generator Interface Cable |  |  | HLE
1984 | 4 | 3 |  | CTAComponent | 5437146 | 3 | Release | Each | 1.0 | MIS II Power and Control Cable |  |  | HLE
1985 | 4 | 4 |  | CTAComponent | 5442714 | 1 | Release | Each | 1.0 | MIS CPI Input Power Cable1 U |  |  | HLE
1986 | 4 | 5 |  | CTAComponent | 5438694 | 1 | Release | Each | 1.0 | MIS CPI Input Power Cable3 W |  |  | HLE
1987 | 4 | 1 |  | CTAComponent | 5462260 | 2 | Release | Each | 1.0 | MIS IF board Generator IF board Interface Cable |  |  | HLE
1988 | 4 | 10 |  | CTAComponent | 5451170 | 2 | Release | Each | 1.0 | MIS IF board Generator Digital Interface Cable |  |  | HLE
1989 | 4 | 11 |  | CTAComponent | 5449152 | 1 | Release | Each | 1.0 | MIS System Console Power Cable |  |  | HLE
1990 | 4 | 9 |  | CTAComponent | 5451169 | 1 | Release | Each | 1.0 | MIS System Console Ground Cable |  |  | HLE
1991 | 4 | 7 |  | CTAComponent | 5440236 | 3 | Release | Each | 1.0 | MIS PDU Power ON Cable 2 core |  |  | CCX
1992 | 4 | 8 |  | CTAComponent | 5440237 | 1 | Release | Each | 1.0 | MIS PDU CPI Ground Cable 4# |  |  | HLE
1993 | 4 | 6 |  | CTAComponent | 5456162 | 1 | Release | Each | 1.0 | MIS CPI Input Power Cable2 V |  |  | HLE
1994 | 4 | 16 |  | CTAComponent | 5450222 | 1 | Release | Each | 1.0 | MIS Tube Fan Cable |  |  | HLE
1995 | 4 | 18 |  | CTAComponent | 5436460 | 2 | Release | Each | 1.0 | MIS TABLE POWER CABLE |  |  | HLE
1996 | 4 | 15 |  | CTAComponent | 5451171 | 3 | Release | Each | 1.0 | MIS AEC Feedback Coaxial Cable |  |  | CCX
1997 | 4 | 12 |  | CTAComponent | 5436625 | 2 | Release | Each | 1.0 | MIS collimator light SW cable |  |  | HLE
1998 | 4 | 20 |  | CTAComponent | 5460585 | 2 | Release | Each | 1.0 | MIS intercom communication Cable |  |  | HLE
1999 | 4 | 19 |  | CTAComponent | 5439491 | 1 | Release | Each | 1.0 | MIS PDU-Table Ground Cable |  |  | HLE
2000 | 4 | 21 |  | CTAComponent | 5122632 | 1 | Release | Each | 2.0 | HV Cable | 24192-5122632 | BEIJING GUANGRUI MACHINERY CO | HLE
2001 | 4 | 22 |  | ECCCollectorPart | 5479942 | 3 | Release | Each | 1.0 | MIS Gen. Tube Anode and ground cable assembly |  |  | CCX
2002 | 5 | 2 |  | CTAComponent | 5451994 | 2 | Release | Each | 1.0 | MIS Gen. Tube ground cable |  |  | HLE
2003 | 5 | 3 |  | CTAComponent | 5479710 | 3 | Release | Each | 2.0 | Ferrite split core snap-on 28A5776-0A2 |  |  | HLE
2004 | 5 | 1 |  | CTAComponent | 5445938 | 2 | Release | Each | 1.0 | MIS Gen. Tube Anode cable |  |  | HLE
2005 | 1 | 18 |  | Finished Good | S1800KR | 1 | Release | Each | 1.0 | PT800+LanKit-PT |  |  | HLE
2006 | 2 | 1 |  | ECCCollectorPart | 5480830-PT-BR | 1 | Release | Each | 1.0 | PT800+LanKit-PT-BR |  |  | HLE
2007 | 3 | 1 |  | ECCCollectorPart | 5479828-PT-BR | 1 | Release | Each | 1.0 | PT800+ Label-PT-BR Kit |  |  | HLE
2008 | 4 | 8 |  | CTAComponent | 5439526-PT-BR | 1 | Release | Each | 1.0 | Caution1 |  |  | HLE
2009 | 4 | 3 |  | CTAComponent | 5442749-PT-BR | 1 | Release | Each | 1.0 | Table gear warning label |  |  | HLE
2010 | 4 | 4 |  | CTAComponent | 5443538-PT-BR | 1 | Release | Each | 1.0 | Danger label1 |  |  | HLE
2011 | 4 | 2 |  | CTAComponent | 5440265-PT-BR | 1 | Release | Each | 1.0 | PDU Safety Warning |  |  | HLE
2012 | 4 | 1 |  | CTAComponent | 5438721-PT-BR | 1 | Release | Each | 1.0 | Warning label for compressor |  |  | HLE
2013 | 4 | 5 |  | CTAComponent | 5451205-PT-BR | 2 | Release | Each | 1.0 | Operation warning label |  |  | HLE
2014 | 4 | 11 |  | CTAComponent | 5456190-PT-BR | 1 | Release | Each | 1.0 | Caution label 2 |  |  | HLE
2015 | 4 | 6 |  | CTAComponent | 5456962-PT-BR | 1 | Release | Each | 1.0 | Warning label 1 |  |  | HLE
2016 | 4 | 10 |  | CTAComponent | 5446803-PT-BR | 1 | Release | Each | 1.0 | Cassette caution label |  |  | HLE
2017 | 4 | 9 |  | CTAComponent | 5445163-PT-BR | 1 | Release | Each | 1.0 | Caution label for footrest |  |  | HLE
2018 | 4 | 7 |  | CTAComponent | 5459998-PT-BR | 1 | Release | Each | 1.0 | Console warning label 1 |  |  | HLE
2019 | 4 | 12 |  | CTAComponent | 5456960-PT-BR | 1 | Release | Each | 1.0 | Caution label 3 |  |  | HLE
2020 | 4 | 13 |  | CTAComponent | 5457744-PT-BR | 1 | Release | Each | 1.0 | Danger label 2 |  |  | HLE
2021 | 3 | 2 |  | CTATechnicalPublication | 5445574-1PT-BR | 3 | Release | Each | 1.0 | Precision THUNIS-800+ OPERATOR MANUAL - Portuguese for Brazil |  |  | HLE
2022 | 1 | 15 |  | Finished Good | S1800KO | 1 | Release | Each | 1.0 | PT800+LanKit-FR |  |  | HLE
2023 | 2 | 1 |  | ECCCollectorPart | 5480830-FR | 1 | Release | Each | 1.0 | PT800+LanKit-FR |  |  | HLE
2024 | 3 | 1 |  | ECCCollectorPart | 5479828-FR | 1 | Release | Each | 1.0 | PT800+ Label-FR Kit |  |  | HLE
2025 | 4 | 8 |  | CTAComponent | 5439526-FR | 1 | Release | Each | 1.0 | Caution1 |  |  | HLE
2026 | 4 | 1 |  | CTAComponent | 5438721-FR | 2 | Release | Each | 1.0 | Warning label for compressor |  |  | CCX
2027 | 4 | 9 |  | CTAComponent | 5445163-FR | 1 | Release | Each | 1.0 | Caution label for footrest |  |  | HLE
2028 | 4 | 5 |  | CTAComponent | 5451205-FR | 2 | Release | Each | 1.0 | Operation warning label |  |  | HLE
2029 | 4 | 4 |  | CTAComponent | 5443538-FR | 1 | Release | Each | 1.0 | Danger label1 |  |  | HLE
2030 | 4 | 3 |  | CTAComponent | 5442749-FR | 1 | Release | Each | 1.0 | Table gear warning label |  |  | HLE
2031 | 4 | 2 |  | CTAComponent | 5440265-FR | 1 | Release | Each | 1.0 | PDU Safety Warning |  |  | HLE
2032 | 4 | 6 |  | CTAComponent | 5456962-FR | 1 | Release | Each | 1.0 | Warning label 1 |  |  | HLE
2033 | 4 | 7 |  | CTAComponent | 5459998-FR | 1 | Release | Each | 1.0 | Console warning label 1 |  |  | HLE
2034 | 4 | 13 |  | CTAComponent | 5457744-FR | 1 | Release | Each | 1.0 | Danger label 2 |  |  | HLE
2035 | 4 | 12 |  | CTAComponent | 5456960-FR | 1 | Release | Each | 1.0 | Caution label 3 |  |  | HLE
2036 | 4 | 11 |  | CTAComponent | 5456190-FR | 1 | Release | Each | 1.0 | Caution label 2 |  |  | HLE
2037 | 4 | 10 |  | CTAComponent | 5446803-FR | 1 | Release | Each | 1.0 | Cassette caution label |  |  | HLE
2038 | 3 | 2 |  | CTATechnicalPublication | 5445574-1FR | 3 | Release | Each | 1.0 | Precision THUNIS-800+ OPERATOR MANUAL - French |  |  | HLE
2039 | 1 | 17 |  | Finished Good | S1800KQ | 1 | Release | Each | 1.0 | PT800+LanKit-ES |  |  | HLE
2040 | 2 | 1 |  | ECCCollectorPart | 5480830-ES | 1 | Release | Each | 1.0 | PT800+LanKit-ES |  |  | HLE
2041 | 3 | 1 |  | ECCCollectorPart | 5479828-ES | 1 | Release | Each | 1.0 | PT800+ Label-ES Kit |  |  | HLE
2042 | 4 | 8 |  | CTAComponent | 5439526-ES | 1 | Release | Each | 1.0 | Caution1 |  |  | HLE
2043 | 4 | 3 |  | CTAComponent | 5442749-ES | 1 | Release | Each | 1.0 | Table gear warning label |  |  | HLE
2044 | 4 | 2 |  | CTAComponent | 5440265-ES | 1 | Release | Each | 1.0 | PDU Safety Warning |  |  | HLE
2045 | 4 | 1 |  | CTAComponent | 5438721-ES | 1 | Release | Each | 1.0 | Warning label for compressor |  |  | HLE
2046 | 4 | 9 |  | CTAComponent | 5445163-ES | 1 | Release | Each | 1.0 | Caution label for footrest |  |  | HLE
2047 | 4 | 5 |  | CTAComponent | 5451205-ES | 3 | Release | Each | 1.0 | Operation warning label |  |  | HLE
2048 | 4 | 10 |  | CTAComponent | 5446803-ES | 2 | Release | Each | 1.0 | Cassette caution label |  |  | HLE
2049 | 4 | 4 |  | CTAComponent | 5443538-ES | 1 | Release | Each | 1.0 | Danger label1 |  |  | HLE
2050 | 4 | 7 |  | CTAComponent | 5459998-ES | 1 | Release | Each | 1.0 | Console warning label 1 |  |  | HLE
2051 | 4 | 13 |  | CTAComponent | 5457744-ES | 1 | Release | Each | 1.0 | Danger label 2 |  |  | HLE
2052 | 4 | 6 |  | CTAComponent | 5456962-ES | 1 | Release | Each | 1.0 | Warning label 1 |  |  | HLE
2053 | 4 | 12 |  | CTAComponent | 5456960-ES | 1 | Release | Each | 1.0 | Caution label 3 |  |  | HLE
2054 | 4 | 11 |  | CTAComponent | 5456190-ES | 1 | Release | Each | 1.0 | Caution label 2 |  |  | HLE
2055 | 3 | 2 |  | CTATechnicalPublication | 5445574-1ES | 3 | Release | Each | 1.0 | Precision THUNIS-800+ OPERATOR MANUAL - Spanish |  |  | HLE
2056 | 1 | 16 |  | Finished Good | S1800KP | 1 | Release | Each | 1.0 | PT800+LanKit-RU |  |  | HLE
2057 | 2 | 1 |  | ECCCollectorPart | 5480830-RU | 1 | Release | Each | 1.0 | PT800+LanKit-RU |  |  | HLE
2058 | 3 | 1 |  | ECCCollectorPart | 5479828-RU | 1 | Release | Each | 1.0 | PT800+ Label-RU Kit |  |  | HLE
2059 | 4 | 2 |  | CTAComponent | 5440265-RU | 1 | Release | Each | 1.0 | PDU Safety Warning |  |  | HLE
2060 | 4 | 1 |  | CTAComponent | 5438721-RU | 1 | Release | Each | 1.0 | Warning label for compressor |  |  | HLE
2061 | 4 | 10 |  | CTAComponent | 5446803-RU | 1 | Release | Each | 1.0 | Cassette caution label |  |  | HLE
2062 | 4 | 5 |  | CTAComponent | 5451205-RU | 2 | Release | Each | 1.0 | Operation warning label |  |  | HLE
2063 | 4 | 9 |  | CTAComponent | 5445163-RU | 1 | Release | Each | 1.0 | Caution label for footrest |  |  | HLE
2064 | 4 | 4 |  | CTAComponent | 5443538-RU | 1 | Release | Each | 1.0 | Danger label1 |  |  | HLE
2065 | 4 | 3 |  | CTAComponent | 5442749-RU | 1 | Release | Each | 1.0 | Table gear warning label |  |  | HLE
2066 | 4 | 13 |  | CTAComponent | 5457744-RU | 1 | Release | Each | 1.0 | Danger label 2 |  |  | HLE
2067 | 4 | 7 |  | CTAComponent | 5459998-RU | 1 | Release | Each | 1.0 | Console warning label 1 |  |  | HLE
2068 | 4 | 6 |  | CTAComponent | 5456962-RU | 1 | Release | Each | 1.0 | Warning label 1 |  |  | HLE
2069 | 4 | 11 |  | CTAComponent | 5456190-RU | 1 | Release | Each | 1.0 | Caution label 2 |  |  | HLE
2070 | 4 | 12 |  | CTAComponent | 5456960-RU | 1 | Release | Each | 1.0 | Caution label 3 |  |  | HLE
2071 | 4 | 8 |  | CTAComponent | 5439526-RU | 1 | Release | Each | 1.0 | Caution1 |  |  | HLE
2072 | 3 | 2 |  | CTATechnicalPublication | 5445574-1RU | 3 | Release | Each | 1.0 | Precision THUNIS-800+ OPERATOR MANUAL - Russian |  |  | HLE
2073 | 1 | 14 |  | Finished Good | S1800KS | 1 | Release | Each | 1.0 | PT800+LanKit-TR |  |  | HLE
2074 | 2 | 1 |  | ECCCollectorPart | 5480830-TR | 1 | Release | Each | 1.0 | PT800+LanKit-TR |  |  | HLE
2075 | 3 | 1 |  | ECCCollectorPart | 5479828-TR | 1 | Release | Each | 1.0 | PT800+ Label-TR Kit |  |  | HLE
2076 | 4 | 2 |  | CTAComponent | 5440265-TR | 1 | Release | Each | 1.0 | PDU Safety Warning |  |  | HLE
2077 | 4 | 1 |  | CTAComponent | 5438721-TR | 1 | Release | Each | 1.0 | Warning label for compressor |  |  | HLE
2078 | 4 | 9 |  | CTAComponent | 5445163-TR | 1 | Release | Each | 1.0 | Caution label for footrest |  |  | HLE
2079 | 4 | 10 |  | CTAComponent | 5446803-TR | 1 | Release | Each | 1.0 | Cassette caution label |  |  | HLE
2080 | 4 | 4 |  | CTAComponent | 5443538-TR | 2 | Release | Each | 1.0 | Danger label1 |  |  | CCX
2081 | 4 | 3 |  | CTAComponent | 5442749-TR | 1 | Release | Each | 1.0 | Table gear warning label |  |  | HLE
2082 | 4 | 8 |  | CTAComponent | 5439526-TR | 1 | Release | Each | 1.0 | Caution1 |  |  | HLE
2083 | 4 | 12 |  | CTAComponent | 5456960-TR | 1 | Release | Each | 1.0 | Caution label 3 |  |  | HLE
2084 | 4 | 13 |  | CTAComponent | 5457744-TR | 1 | Release | Each | 1.0 | Danger label 2 |  |  | HLE
2085 | 4 | 6 |  | CTAComponent | 5456962-TR | 1 | Release | Each | 1.0 | Warning label 1 |  |  | HLE
2086 | 4 | 11 |  | CTAComponent | 5456190-TR | 1 | Release | Each | 1.0 | Caution label 2 |  |  | HLE
2087 | 4 | 5 |  | CTAComponent | 5451205-TR | 2 | Release | Each | 1.0 | Operation warning label |  |  | HLE
2088 | 4 | 7 |  | CTAComponent | 5459998-TR | 1 | Release | Each | 1.0 | Console warning label 1 |  |  | HLE
2089 | 3 | 2 |  | CTATechnicalPublication | 5445574-1TR | 3 | Release | Each | 1.0 | Precision THUNIS-800+ OPERATOR MANUAL - Turkish |  |  | HLE
2090 | 1 | 9 |  | Finished Good | S1800KH | 1 | Release | Each | 1.0 | PRESSING BAND |  |  | HLE
2091 | 2 | 1 |  | CTAAssembly | 5448081 | 4 | Release | Each | 1.0 | Pressing band |  |  | CCX
2092 | 3 | 1 |  | CTAComponent | X1400029 | 0 | Release | Each | 1.0 | TX III COMPONENT | 24235-X1400029 | ELEMATEC | HLE
2093 | 3 | 2 |  | CTAComponent | 5498228 | 1 | Release | Each | 4.0 | Pressing band mounting screw |  |  | CCX
2094 | 1 | 10 |  | Finished Good | S1800KK | 1 | Release | Each | 1.0 | WALLSTAND ASSEMBLY |  |  | HLE
2095 | 2 | 1 |  | ECCCollectorPart | 5477035 | 4 | Release | Each | 1.0 | standard wall stand |  |  | HLE
2096 | 3 | 5 |  | CTAAssembly | 5484972 | 4 | Release | Each | 1.0 | standard wall stand |  |  | CCX
2097 | 4 | 2 |  | CTAComponent | 002-1061 | 0 | Release | Each | 4.0 | WASHER GB97.1 6?? |  |  | HLE
2098 | 4 | 4 |  | CTAAssembly | 5395312 | 3 | Release | Each | 1.0 | SGW-2_stand pole with carriage |  |  | HLE
2099 | 4 | 6 |  | CTAComponent | 5395348 | 1 | Release | Each | 4.0 | Lock indicator |  |  | HLE
2100 | 4 | 5 |  | CTAAssembly | 5395313 | 3 | Release | Each | 1.0 | SGW-2 Cassette Housing |  |  | HLE
2101 | 4 | 3 |  | CTAComponent | 5334045 | 1 | Release | Each | 1.0 | Pioneer Anchor screw |  |  | HLE
2102 | 4 | 1 |  | CTAComponent | 001-6061-07 | 0 | Release | Each | 4.0 | SCREW |  |  | HLE
2103 | 4 | 8 |  | CTAComponent | 002-2061 | 0 | Release | Each | 4.0 | DESC MISSING FROM HLE IMPORT |  |  | HLE
2104 | 4 | 9 |  | CTAComponent | 5452010 | 2 | Release | Each | 1.0 | wall stand rating plate |  |  | HLE
2105 | 4 | 7 |  | CTAComponent | 46-303268P1 | 10 | Release | Each | 1.0 | PRODUCT LOCATOR CARD FORM FOR RATING PLATES, PRINTED BY DUPLITECH | 25823-46-303268P1 | DL3 | CTZ
2106 | 4 | 10 |  | CTAComponent | 5453315 | 4 | Release | Each | 1.0 | Label ISO 7010-M002 for IEC V3 |  |  | HLE
2107 | 3 | 4 |  | CTAComponent | 5198785 | 1 | Release | Each | 1.0 | 40l, 10:1, FD 180cm, Grid |  |  | HLE
2108 | 1 | 11 |  | Finished Good | S1800KL | 1 | Release | Each | 1.0 | DAPMETER+CE Compliance Kit |  |  | HLE
2109 | 2 | 2 |  | ECCCollectorPart | 5480487 | 2 | Release | Each | 1.0 | DAPMETER+CE compliance kit |  |  | HLE
2110 | 3 | 1 |  | CTAAssembly | 5441321 | 5 | Release | Each | 1.0 | Dose indication meter assembly:DAP chamber and display |  |  | CCX
2111 | 4 | 1 |  | CTAAssembly | 5474103 | 2 | Release | Each | 1.0 | DAP Display Bracket Assembly |  |  | HLE
2112 | 5 | 3 |  | CTAAssembly | 5487349 | 1 | Release | Each | 1.0 | Display bracket |  |  | CCX
2113 | 6 | 2 |  | CTAComponent | 5484716 | 1 | Release | Each | 4.0 | DAP Display pin |  |  | CCX
2114 | 6 | 1 |  | CTAComponent | 5484715 | 1 | Release | Each | 1.0 | DAP Display bracket |  |  | CCX
2115 | 5 | 2 |  | CTAComponent | 5484718 | 1 | Release | Each | 1.0 | DAP Display fix washer |  |  | CCX
2116 | 5 | 1 |  | CTAComponent | 5484717 | 1 | Release | Each | 1.0 | DAP Display fix screw |  |  | CCX
2117 | 4 | 4 |  | CTAComponent | 5454722 | 3 | Release | Each | 1.0 | chamber to measure dose and DAP |  |  | HLE
2118 | 4 | 6 |  | CTAComponent | 5458692 | 3 | Release | Each | 1.0 | cable set connecting chamber and displayer |  |  | HLE
2119 | 4 | 2 |  | CTAComponent | 5436870 | 3 | Release | Each | 1.0 | device for the measurement and display of dose and DAP |  |  | HLE
2120 | 4 | 3 |  | CTAAssembly | 5444523 | 2 | Release | Each | 1.0 | DAP chamber bracket |  |  | HLE
2121 | 5 | 2 |  | CTAComponent | 5484714 | 1 | Release | Each | 1.0 | left Chamber bracket |  |  | CCX
2122 | 5 | 1 |  | CTAComponent | 5454722 | 3 | Release | Each | 1.0 | chamber to measure dose and DAP |  |  | HLE
2123 | 5 | 4 |  | CTAComponent | 5476970 | 1 | Release | Each | 3.0 | Lock screw:DAP chamber assembly |  |  | CCX
2124 | 5 | 5 |  | CTAComponent | 5484719 | 1 | Release | Each | 1.0 | Dose and DAP Measuring Chamber bracket right |  |  | CCX
2125 | 5 | 3 |  | CTAComponent | 5488243 | 1 | Release | Each | 6.0 | GB846 ST2_2X10 |  |  | CCX
2126 | 4 | 5 |  | CTAComponent | 5486366 | 1 | Release | Each | 1.0 | DAP POWER adapter |  |  | CCX
2127 | 3 | 2 |  | ECCCollectorPart | 5480488 | 3 | Release | Each | 1.0 | CE compliance kit |  |  | HLE
2128 | 4 | 1 |  | CTAComponent | 610-2008 | 1 | Release | Each | 1.0 | CE LABEL |  |  | HLE
2129 | 1 | 8 |  | Finished Good | S1800JH | 0 | Release | Each | 1.0 | STORM IN ROOM FOOT SWITCH |  |  | HLE
2130 | 2 | 1 |  | ECCCollectorPart | 5123173 | 3 | Release | Each | 1.0 | In Room Foot Switch Assembly |  |  | HLE
2131 | 3 | 1 |  | CTAComponent | 5121496-1 | 3 | Release | Each | 1.0 | IN Room Foot Switch |  |  | HLE
2132 | 1 | 6 |  | Finished Good | S1800JG | 0 | Release | Each | 1.0 | STORM MONITOR CART |  |  | HLE
2133 | 2 | 1 |  | CTAComponent | 5122772 | 1 | Release | Each | 1.0 | Monitor Cart |  |  | HLE
2134 | 1 | 7 |  | Finished Good | S1800KG | 2 | Release | Each | 1.0 | INROOM MONITOR |  |  | HLE
2135 | 2 | 1 |  | CTAComponent | 5438408 | 2 | Release | Each | 1.0 | 19 inch mono displayer |  |  | CCX
2136 | 2 | 3 |  | CTAComponent | 5438695 | 2 | Release | Each | 1.0 | MIS InRoom monitor power cable |  |  | HLE
2137 | 2 | 2 |  | CTAComponent | 5456163 | 3 | Release | Each | 1.0 | MIS InRoom Monitor VGA Cable |  |  | HLE
2138 | 1 | 3 |  | Finished Good | S1800JP | 1 | Release | Each | 1.0 | PT800+ 65KW 9IN II SYS |  |  | HLE
2139 | 2 | 1 |  | ECCCollectorPart | 5437633 | 4 | Release | Each | 1.0 | Precision THUNIS-800+ 65KW system with 9 inch II |  |  | CCX
2140 | 3 | 7 |  | CTAComponent | 5438408 | 2 | Release | Each | 1.0 | 19 inch mono displayer |  |  | CCX
2141 | 3 | 6 |  | CTAAssembly | 5439221 | 3 | Release | Each | 1.0 | PDU for Precision THUNIS-800+ |  |  | HLE
2142 | 3 | 13 |  | ECCCollectorPart | 5453387 | 3 | Release | Each | 1.0 | Manual kit for Precision THUNIS-800+ |  |  | HLE
2143 | 4 | 2 |  | CTATechnicalPublication | 5445574-1EN | 4 | Release | Each | 1.0 | Precision THUNIS-800+ OPERATOR MANUAL - English |  |  | HLE
2144 | 4 | 1 |  | CTATechnicalPublication | 5442442-1EN | 4 | Release | Each | 1.0 | Precision THUNIS-800+ Pre-Installation manual |  |  | HLE
2145 | 4 | 4 |  | CTATechnicalPublication | 5458232-1EN | 5 | Release | Each | 1.0 | Precision THUNIS-800+ Service Manual - Class A |  |  | HLE
2146 | 4 | 3 |  | CTAComponent | 5445574-299 | 4 | Release | Each | 1.0 | Precision THUNIS-800+ OPERATOR MANUAL - CD |  |  | HLE
2147 | 3 | 1 |  | CTAAssembly | 5443244 | 13 | Release | Each | 1.0 | PSPT800 positioning table for Precision THUNIS-800+ |  |  | CCX
2148 | 4 | 2 |  | CTAAssembly | 5479709 | 1 | Release | Each | 1.0 | Table front cover and key board assembly |  |  | HLE
2149 | 5 | 2 |  | CTACircuitBoard | 5450689 | 4 | Release | Each | 1.0 | PT800+ Key Board PWA |  |  | HLE
2150 | 6 |  | J3 | CTAOOC | 2258543-2 | 1 | Restricted | Each | 1.0 | CONNEC 2,54 70555 8C HEADER R.A | 01525 70555-0077 18996-5-103904-7 | MOLEX TE CONNECTIVITY | STE
2151 | 6 |  | S1-S10 | CTAComponent | 5446770 | 1 | Release | Each | 10.0 | short-travel keyswitch |  |  | HLE
2152 | 6 |  | J1 | CTAOOC | 2124292-5 | 1 | Restricted | Each | 1.0 | CONNECT TRANSIT 26C HEADER RIGHT ANG | 00214-75867-105LF 01940-821-A026P-AF-C00 00266-N2526-5002RB 10099-09 18 526 6323 | FCI AMPHENOL 3M (MINNESOTA MINING MFG) HARTING | STE
2153 | 6 |  | R1,R2 | CTAOOC | 2285457-29 | 1 | Standard | Each | 2.0 | RESISTOR 2.2k OHMS 5 % 500m WATTS | 11962-RC2010JK-072K2L 18981-CRCW20102K20JNE 00006-WCR2010LF222J 02254-MCR50JZHJ222 06725-RK73B2HTTE222J | YAGEO VISHAY IRC ROHM KOA | STE
2154 | 6 |  | J2 | CTAOOC | 46-275208P3 | 2 | Restricted | Each | 1.0 | 004 CONT PCB MOUNT HSG RT ANGLE | 01525-70555-0073 | MOLEX | STE
2155 | 6 |  | PWB | CTACircuitBoard | 5454811 | 1 | Release | Each | 1.0 | PT800+ Key Board PWB |  |  | HLE
2156 | 6 |  | CR1,CR2 | CTAOOC | 5391885 | 1 | Restricted | Each | 2.0 | PROTECTION TRANSIENT SUPPRESSOR, 300W, 24V, SOT23-6 | 21202-SMS24C.TCT | SEMTECH | STE
2157 | 5 | 1 |  | CTAAssembly | 5438729 | 3 | Release | Each | 1.0 | Table Front Cover Assembly |  |  | HLE
2158 | 6 | 5 |  | CTAComponent | 5437142 | 4 | Release | Each | 1.0 | Table Emergency button and cable |  |  | CCX
2159 | 6 | 10 |  | CTAComponent | 5458480 | 1 | Release | Each | 1.0 | Table Key board Cable 1 |  |  | HLE
2160 | 6 | 13 |  | CTAComponent | 5437918 | 1 | Release | Each | 1.0 | Table tilt Angle LCM ground cable |  |  | HLE
2161 | 6 | 15 |  | CTAComponent | 5455340 | 1 | Release | Each | 1.0 | Table Key board ground cable |  |  | HLE
2162 | 6 | 14 |  | CTAComponent | 5449151 | 1 | Release | Each | 1.0 | Table tilt Angle LCM cable |  |  | HLE
2163 | 6 | 7 |  | CTAComponent | 5439531 | 1 | Release | Each | 1.0 | Cover For Angle Meter |  |  | HLE
2164 | 6 | 2 |  | CTAComponent | 5444323 | 3 | Release | Each | 1.0 | Table Film |  |  | CCX
2165 | 6 | 1 |  | CTAComponent | 5458520 | 4 | Release | Each | 1.0 | Table Front Cover |  |  | CCX
2166 | 6 | 6 |  | CTAAssembly | 5449190 | 2 | Release | Each | 1.0 | Protecting Cover Assembly |  |  | HLE
2167 | 7 | 1 |  | CTAComponent | 5460213 | 2 | Release | Each | 1.0 | angle metre ring |  |  | HLE
2168 | 7 | 3 |  | CTAComponent | 5439713 | 1 | Release | Each | 1.0 | Bracket Board |  |  | HLE
2169 | 7 | 4 |  | CTAComponent | 5457197 | 1 | Release | Each | 4.0 | Isolated Pole |  |  | HLE
2170 | 7 | 2 |  | CTAComponent | 5438149 | 1 | Release | Each | 1.0 | Glass Cover Board |  |  | HLE
2171 | 7 | 6 |  | CTAComponent | 1010-M3C006-14 | 1 | Release | Each | 2.0 | Phillips Flat Head Screw, ISO 7046, M3-0.5, X6mm Long, Grade 4.8 Steel, Zinc Plated, RoHS Fastener | 20589-10948-03501 11060-M3C6MXFSTZ6/965A | FASTENAL COMPANY ANIXTER | STM
2172 | 7 | 5 |  | CTAComponent | 5459815 | 2 | Release | Each | 1.0 | Angle LCM |  |  | HLE
2173 | 7 | 7 |  | CTAComponent | C1213-M3C016-14 | 1 | Release | Each | 4.0 | GB_T 9074.8，M3x16mm，Grade 4.8 Steel，Zinc finish，RoHS Fastener | 25114-M3/16/PPSTPS/TC1/GB9074.8 | TR FORMAC SHANGHAI PTE LTD | HLE
2174 | 6 | 16 |  | CTAComponent | 5457708 | 1 | Release | Each | 1.0 | Table Key board ground cable 1 |  |  | HLE
2175 | 6 | 9 |  | CTAComponent | 5448614 | 1 | Release | Each | 1.0 | Joint Board |  |  | HLE
2176 | 6 | 8 |  | CTAComponent | 5445376 | 1 | Release | Each | 2.0 | L Joint |  |  | HLE
2177 | 6 | 3 |  | CTAComponent | 5440272 | 2 | Release | Each | 1.0 | Base For Emergency Switch |  |  | HLE
2178 | 6 | 12 |  | CTAComponent | C1213-M4C025-14 | 1 | Release | Each | 8.0 | GB_T 9074.8，M4x25mm，Grade 4.8 Steel，Zinc finish，RoHS Fastener | 25114-M4/25/PPSTPS/TC1/GB9074.8 | TR FORMAC SHANGHAI PTE LTD | HLE
2179 | 6 | 11 |  | CTAComponent | C1213-M3C010-14 | 1 | Release | Each | 20.0 | GB_T 9074.8，M3x10mm，Grade 4.8 Steel，Zinc finish，RoHS Fastener | 25114-M3/10/PPSTPS/TC1/GB9074.8 | TR FORMAC SHANGHAI PTE LTD | HLE
2180 | 4 | 5 |  | CTAAssembly | 5459270 | 4 | Release | Each | 1.0 | Tube cover assembly for A196 |  |  | CCX
2181 | 5 | 1 |  | CTAComponent | 5436865 | 1 | Release | Each | 1.0 | Front cover |  |  | CCX
2182 | 5 | 4 |  | CTAComponent | 5445371 | 1 | Release | Each | 1.0 | Angle meter bracket |  |  | CCX
2183 | 5 | 3 |  | CTAComponent | 5449362 | 1 | Release | Each | 1.0 | Left cover |  |  | CCX
2184 | 5 | 6 |  | CTAComponent | 5459445 | 1 | Release | Each | 1.0 | Shaft |  |  | CCX
2185 | 5 | 5 |  | CTAAssembly | 5440480 | 1 | Release | Each | 1.0 | Bearing bracket |  |  | CCX
2186 | 6 | 2 |  | CTAComponent | 5437367 | 1 | Release | Each | 1.0 | Bearing base |  |  | CCX
2187 | 6 | 1 |  | CTAComponent | 5460209 | 1 | Release | Each | 1.0 | Mounting plate |  |  | CCX
2188 | 5 | 2 |  | CTAComponent | 5438925 | 1 | Release | Each | 1.0 | Right cover |  |  | CCX
2189 | 5 | 8 |  | CTAComponent | 5461751 | 1 | Release | Each | 1.0 | Balancing block |  |  | CCX
2190 | 5 | 10 |  | CTAComponent | 5445366 | 1 | Release | Each | 2.0 | Tube ring |  |  | CCX
2191 | 5 | 9 |  | CTAComponent | 5457937 | 1 | Release | Each | 2.0 | Side cover bracket |  |  | CCX
2192 | 5 | 7 |  | CTAComponent | 5445372 | 1 | Release | Each | 1.0 | Balancing block bracket |  |  | CCX
2193 | 5 | 12 |  | CTAComponent | 5453907 | 1 | Release | Each | 1.0 | Dial |  |  | CCX
2194 | 5 | 14 |  | CTAComponent | 5441313 | 1 | Release | Each | 1.0 | Bearing NSK 696 |  |  | CCX
2195 | 5 | 13 |  | CTAAssembly | 5492692 | 1 | Release | Each | 1.0 | Front logo |  |  | CCX
2196 | 6 | 2 |  | CTAComponent | 5492691 | 1 | Release | Each | 1.0 | Disc frame |  |  | CCX
2197 | 6 | 1 |  | CTAComponent | 5492690 | 2 | Release | Each | 1.0 | Transparent disc |  |  | CCX
2198 | 5 | 11 |  | CTAComponent | 5436070 | 1 | Release | Each | 2.0 | Side logo |  |  | CCX
2199 | 5 | 15 |  | CTAComponent | 1000-M3C010-04 | 4 | Release | Each | 2.0 | Hexagon Socket Head Cap Screw, ISO 4762, M3-0.5, X10mm Long, Grade 8.8 Steel, Zinc Plated, RoHS Fastener | 20589-10948-03226 10487-1000-M3C010-04 24140-M3/10/SOHTCS/TC1D/DIN912 11060-M3C10KCSC9Z6/912 A0996-BN 4 M3 X 10mm CR6+FREE | FASTENAL COMPANY OHTA TR FORMAC DIV OF TR FASTENINGS ANIXTER BOSSARD | STM
2200 | 5 | 18 |  | CTAComponent | 1010-M3C006-14 | 1 | Release | Each | 4.0 | Phillips Flat Head Screw, ISO 7046, M3-0.5, X6mm Long, Grade 4.8 Steel, Zinc Plated, RoHS Fastener | 20589-10948-03501 11060-M3C6MXFSTZ6/965A | FASTENAL COMPANY ANIXTER | STM
2201 | 5 | 19 |  | CTAComponent | 2000-M3-03 | 2 | Release | Each | 2.0 | WASHER PLAIN - LARGE 3.2 MM 7 MM , HV200, Steel, Zinc plate RoHS Washer | 10487-2000-M3-03 23983-6083737 24140-200-M3-03 | OHTA BOSSARD CHINA TR FORMAC DIV OF TR FASTENINGS | STM
2202 | 5 | 17 |  | CTAComponent | 1003-M4C005-31 | 1 | Release | Each | 2.0 | Hexagon Socket Button Head Screw, M4-0.7, X5mm Long, A2-70 Stainless Steel, Passivate, RoHS Fastener | 11060-M4C5KBCSJ/7380 A0996-BN 1593 M4 x 5mm CR6+FREE 24140-M4/5/BHA2MC/PAS/ISO7380 | ANIXTER BOSSARD TR FORMAC DIV OF TR FASTENINGS | STM
2203 | 5 | 16 |  | CTAComponent | 1000-M4C008-04 | 6 | Release | Each | 18.0 | Hexagon Socket Head Cap Screw, ISO 4762, M4-0.7, X8mm Long, Grade 8.8 Steel, Zinc Plated, RoHS Fastener | 20589-10948-03230 11060-M4C8KCSC9Z6/912 10487-1000-M4C008-04 A0996-BN 4 M4 X 8mm CR6+FRE 24140-M4/8/SOHTCS/TC1D/ISO4762 | FASTENAL COMPANY ANIXTER OHTA BOSSARD TR FORMAC DIV OF TR FASTENINGS | STM
2204 | 5 | 22 |  | CTAComponent | C2106-M4-02 | 3 | Release | Each | 18.0 | Spring Lock Washer, M4, Zinc plated, Rohs Fastener | 24140-C2106-M4-02 | TR FORMAC DIV OF TR FASTENINGS | HLE
2205 | 5 | 21 |  | CTAComponent | 2106-M3-05 | 2 | Release | Each | 2.0 | Spring Lock Washer with Flat Ends JIS B1251, M3, Spring Steel, Zinc Plated, Rohs Fastener | 24140-MEP M3/SPSTWA/TC1D/JIS B1251 | TR FORMAC DIV OF TR FASTENINGS | STM
2206 | 5 | 20 |  | CTAComponent | 2000-M4-03 | 3 | Release | Each | 10.0 | FLAT WASHER - NORMAL SERIES, ISO 7089, M4 CLASS 200H STEEL, ZINC PLATED RoHS FASTENER | 24140-M4/-/PWSTWA/TC1/DIN125 10487-2000-M4-03 A0996-BN 343 M4 CR6+FREE 24432-11103691 11060-M4NWSFSTZ6/125ATP | TR FORMAC DIV OF TR FASTENINGS OHTA BOSSARD FASTENAL ANIXTER | STM
2207 | 5 | 24 |  | CTAComponent | 5491729 | 1 | Release | Each | 1.0 | Disk spring 11.8x6.2 |  |  | CCX
2208 | 5 | 23 |  | CTAComponent | 3001-M6C-27 | 3 | Release | Each | 1.0 | Hexagon Thin Nut, ISO4035, M6-1.0, Grade 04 Steel, Zinc Plated, RoHS Fastener | 20589-10948-03713 24140-M6/-/HLST-/TC1D/DIN439B 11060-M6CNFJSTZ6/439B 24140-M6/-/HLST-/TC1/DIN439B A0996-BN124 M6 CR6+FREE | FASTENAL COMPANY TR FORMAC DIV OF TR FASTENINGS ANIXTER TR FORMAC DIV OF TR FASTENINGS BOSSARD | STM
2209 | 4 | 7 |  | CTACircuitBoard | 5444620 | 6 | Release | Each | 1.0 | PT800+ Motor board PWA |  |  | CCX
2210 | 5 |  | C1 | CTAOOC | 46-230002P14 | 1 | Standard | Each | 1.0 | CAPACITOR 1000 UF 63V ALUMINUM ELECTROLYTIC -55 TO 105 DEG C | 07092 EEUFC1J102U 18981-517D108M063EN6AE3 23515-B41851A8108M00 06533-UPW1J102MHD | PANASONIC VISHAY EPCOS NICHICON CORPORATION | STE
2211 | 5 |  | J1 | CTAOOC | 46-296085P3 | 1 | Restricted | Each | 1.0 | CONNECTOR 4 CONTACTS FOR GOLD PLATED CONTACTS SEE 46-2218 60P3. | 18996-641968-1 | TE CONNECTIVITY | STE
2212 | 5 |  | J6 | CTAOOC | 46-278307P6 | 1 | Standard | Each | 1.0 | CONNECTOR HEADER 34 EACH WITH EJECTORS | 00266-N3431-6302RB 18996-5499922-8 | 3M (MINNESOTA MINING MFG) TE CONNECTIVITY | STE
2213 | 5 |  | D1-D3 | CTAOOC | 46-311083P2 | 3 | Standard | Each | 3.0 | BAV70 SWITCHING DIODE DUAL SER SW VR-70V VF-1.25V 200 MA SOT23 | 18846-BAV70LT1G 18889-BAV 70 E6327 18889-BAV70E6327HTSA1 | ON SEMICONDUCTOR INFINEON TECHNOLOGIES AG INFINEON TECHNOLOGIES AG | STE
2214 | 5 |  | R34-R37,R43,R45-R47 | CTAOOC | 46-312792P81 | 6 | Standard | Each | 8.0 | RESISTOR 100 OHMS 1 PERCENT .125 WATTS 100 VOLT 100 PPM TC 0805 PACKAGE | 18981-CRCW0805100RFKE 11962-RC0805FR-07100RL 00006-WCR0805LF1000F 05498-MC08051000FTW 06725-RK73H2ATTD1000F 02254-MCR10EZPF1000 | VISHAY YAGEO IRC RCD COMPONENTS INC. KOA ROHM | STE
2215 | 5 |  | R11-R16,R20-R33,R38-R41,R48-R51 | CTAOOC | 46-312792P127 | 5 | Standard | Each | 28.0 | RESISTOR 6.81k OHMS 1 PERCENT .125 WATTS | 11962-RC0805FR-076K81L 05498-MC08056811FTW 00006-WCR0805LF6811F 06725-RK73H2ATTD6811F 18981-CRCW08056K81FKE 02254-MCR10EZPF6811 | YAGEO RCD COMPONENTS INC. IRC KOA VISHAY ROHM | STE
2216 | 5 |  | R1-R6 | CTAOOC | 46-312792P24 | 3 | Standard | Each | 6.0 | RESISTOR 20k OHMS 1 PERCENT .125 WATTS | 06725-RK73H2ATTD2002F 05498-MC08052002FTW 18981-CRCW080520K0FKE 00006-WCR0805LF2002F | KOA RCD COMPONENTS INC. VISHAY IRC | STE
2217 | 5 |  | J8,J9 | CTAOOC | 2215718 | 1 | Restricted | Each | 2.0 | CONNECTOR_NEW RECTANGULAR, UN 2 EACH | 18996-641964-1 | TE CONNECTIVITY | STE
2218 | 5 |  | R7 | CTAOOC | 2125187-111 | 2 | Restricted | Each | 1.0 | RESISTOR, 4K70, 1Percent, 0.25W, THICK FILM, 100PPM, SMD 1206 | 11962-RC1206FR-074K7L 05498-MC12064701FTW 02254-MCR18EZPF4701 00006-WCR1206LF4701F 00078-CR1206FX4701ELF 10302-RMCF1/8-4.7K-1% 06725-RK73H2BTTD4701F 07092-ERJ8ENF4701 18981-CRCW12064K70FKE 10302-RMCF1206FT4K70 | YAGEO RCD COMPONENTS INC. ROHM IRC BOURNS SEI KOA PANASONIC VISHAY SEI | STE
2219 | 5 |  | J2,J3 | CTAOOC | 2256195-2 | 1 | Standard | Each | 2.0 | CONNECTOR_NEW RECTANGULAR, UN 3 EACH UNIVERSAL MATE-N-LOC INLINE 3 CONTAC | 18996-350789-1 | TE CONNECTIVITY | STE
2220 | 5 |  | J7 | CTAOOC | 2227700-3 | 4 | Standard | Each | 1.0 | CONNECT TRANSIT+LATCH 20C HEADER STR | 18996-2-5499206-4 00266-N3428-6302RB 01940-842-816-2030-435 00214-71918-120LF 10099-09 18 520 5904 | TE CONNECTIVITY 3M (MINNESOTA MINING MFG) AMPHENOL FCI HARTING | STE
2221 | 5 |  | J4,J5 | CTAOOC | 2227700 | 4 | Standard | Each | 2.0 | CONNECTOR 2.54 RIBBON CABLE, 2X05POS HEADER, STRAIGHT, LONG LATCH, 0.8UM GOLD, PWB1.6 | 18996-2-5499206-1 01940-842-816-1030-435S 00266-N3793-6302RB 10099-09 18 510 5904 | TE CONNECTIVITY AMPHENOL 3M (MINNESOTA MINING MFG) HARTING | STE
2222 | 5 |  | K1-K3,K5 | CTAOOC | 2367881 | 1 | Restricted | Each | 4.0 | RELAIS 24V 1T1R 1250VA 380V 5A CIH | 05249-G6B-2114P-US DC24 | OMRON CORPORATION | STE
2223 | 5 |  | K6 | CTAOOC | 2377701-5 | 2 | Standard | Each | 1.0 | RELAY 24VDC COIL, SPST-NO 3KVA 250VAC 12A, PWB | 05249-G2RL-1A DC24 18996-3-1393239-0 | OMRON CORPORATION TE CONNECTIVITY | STE
2224 | 5 |  | U1-U4 | CTAOOC | 2364058-4 | 1 | Standard | Each | 4.0 | I.C PHOTOCOUP X4 SOL16 4.4MM | 18981-TCMT4100 22942-ACPL-247-560E | VISHAY AVAGO | STE
2225 | 5 |  | Coating | CTAComponent | 5491998 | 1 | Release | Each | 1.0 | conformal coating material |  |  | CCX
2226 | 5 |  | PWB | CTACircuitBoard | 5448678 | 2 | Release | Each | 1.0 | PT800+ Motor Board PWB |  |  | CCX
2227 | 5 |  | R8 | CTAOOC | 2396319 | 2 | Standard | Each | 1.0 | RESISTOR 51 OHMS 5 PERCENT 10 WATTS | 00006-PWR-10 51R0 5% LF 18981-CPCC1051R00JE | IRC VISHAY | STE
2228 | 4 | 11 |  | CTAComponent | 5462259 | 1 | Release | Each | 1.0 | Table Board Interface cable2 |  |  | HLE
2229 | 4 | 8 |  | CTAAssembly | 5473932 | 6 | Release | Each | 1.0 | Table Board Assembly |  |  | CCX
2230 | 5 |  | jumper | CTAOOC | 2293523 | 2 | Standard | Each | 1.0 | CONNECTOR_NEW SHUNT 2 EACH | 00543 313 1731 000 40 0 18996-390088-1 19042 CF254-060-1 00214-68786-102LF | KONTEK-COMATEL TE CONNECTIVITY NICOMATIC FCI | STE
2231 | 5 |  | PDL | CTASoftware | 5473940 | 5 | Release | Each | 1.0 | PT800+ Table Board Firmware |  |  | CCX
2232 | 5 |  | PWA | CTACircuitBoard | 5458763 | 4 | Release | Each | 1.0 | PT800+ Table board PWA |  |  | HLE
2233 | 6 |  | PWB | CTACircuitBoard | 5451481 | 1 | Release | Each | 1.0 | PT800+ Table board PWB |  |  | HLE
2234 | 7 |  | J11,J331,J341 | CTAOOC | 46-221703P17 | 2 | Not Recommended | Each | 3.0 | 025 POS 50 CONT .100 SPACING STRAIGHT W/LONG LATCHES 4-WALL AMP PART IS RESTRICTED DUE TO THE FA CT THAT IT REQUIRES A .250 LONG SCRE W TO RETAIN IT. | 00266 3433-6303 00266 3433-6603 02973 IDH-50PK1-S4-TG30 | 3M (MINNESOTA MINING MFG) 3M (MINNESOTA MINING MFG) ROBINSON NUGENT INC | STA
2235 | 7 |  | R53,R132 | CTAOOC | 46-170025P36 | 8 | Not Recommended | Each | 2.0 | RESISTOR 100k OHMS 10 PERCENT .5 WATTS CERMET TOP ADJ 25 TURN. WARNING: Unknown Whisker Risk | 01667-67WR100KLF 18981-T93YA104K 00078-3296W-1-104LF | BI TECHNOLOGIES VISHAY BOURNS | STE
2236 | 7 |  | R47,R49,R204,R205,R207-R210,R212,R213 | CTAOOC | 46-286365P30 | 9 | Restricted | Each | 10.0 | RESISTOR 2k OHMS 1 % .25 WATTS 1206 PACKAGE SURFACE MOUNT | 18981-CRCW12062K00FKE 11962-RC1206FR-072KL 06725-RK73H2BTTD2001F 05498-MC12062001FTW 02254-MCR18EZPF2001 | VISHAY YAGEO KOA RCD COMPONENTS INC. ROHM | STE
2237 | 7 |  | J15 | CTAOOC | 46-278307P6 | 1 | Standard | Each | 1.0 | CONNECTOR HEADER 34 EACH WITH EJECTORS | 00266-N3431-6302RB 18996-5499922-8 | 3M (MINNESOTA MINING MFG) TE CONNECTIVITY | STE
2238 | 7 |  | J1 | CTAOOC | 46-296085P3 | 1 | Restricted | Each | 1.0 | CONNECTOR 4 CONTACTS FOR GOLD PLATED CONTACTS SEE 46-2218 60P3. | 18996-641968-1 | TE CONNECTIVITY | STE
2239 | 7 |  | J2 | CTAOOC | 46-238725P1 | 1 | Restricted | Each | 1.0 | CONNECTOR_NEW HDP-20 SERIES PWB MT | 18996-5745071-4 | TE CONNECTIVITY | STE
2240 | 7 |  | C136 | CTAOOC | 46-302742P8 | 3 | Standard | Each | 1.0 | CAPACITOR FIXED 1u FARADS 35 VOLTS .138L .110W .075H 3528 SURFACE MOUNT DEVICE | 18981-293D105X9035B2TE3 08390-T491B105K035AT | VISHAY KEMET | STE
2241 | 7 |  | D1-D3 | CTAOOC | 46-311083P2 | 3 | Standard | Each | 3.0 | BAV70 SWITCHING DIODE DUAL SER SW VR-70V VF-1.25V 200 MA SOT23 | 18846-BAV70LT1G 18889-BAV 70 E6327 18889-BAV70E6327HTSA1 | ON SEMICONDUCTOR INFINEON TECHNOLOGIES AG INFINEON TECHNOLOGIES AG | STE
2242 | 7 |  | TP0-TP13 | CTAOOC | 46-301752P5 | 3 | Standard | Each | 14.0 | CONNECTOR 1 CONTACTS SURFACE MOUNT PRINTED CIRCUIT TEST POINTS | 04947 5016 ZZC70-TP-107-02-1-T | KEYSTONE ELECTRONICS CORP COMPONENTS CORPORATION | STE
2243 | 7 |  | R6,R7,R124,R133,R151,R174-R178,R180-R183,R189,R199,R200,R202,R203,R216-R219 | CTAOOC | 46-312792P1 | 6 | Standard | Each | 23.0 | RESISTOR 0 OHM 1PERCENT 125MW 0805 JUMPER SURFACE MOUNTING 0 OHM L .079 W .050 T .018 | 18981-CRCW08050000Z0E 06725-RK73Z2AT 05498-ZC0805TW | VISHAY KOA RCD COMPONENTS INC. | STE
2244 | 7 |  | R1-R5,R8,R9,R11,R16,R34-R41,R43-R46,R125,R179,R185-R188,R206 | CTAOOC | 46-312792P11 | 4 | Standard | Each | 28.0 | RESISTOR 2k OHMS 1 % .125 WATTS 100V 100PPM/C | 18981-CRCW08052K00FKE 11623-NRC10F2001TRF 00006-WCR0805LF2001F 06725-RK73H2ATTD2001F 05498-MC08052001FTW | VISHAY NIC COMPONENTS CORPORATION IRC KOA RCD COMPONENTS INC. | STE
2245 | 7 |  | K1,K3-K5 | CTAOOC | 46-312336P3 | 4 | Standard | Each | 4.0 | RELAY AND CONTACTOR DPDT 24 V COIL VOLTAGE, CONTACT RATING OF 110 VDC,125 VAC AT 1 AMP | 07092-TQ2SA-24V | PANASONIC | STE
2246 | 7 |  | R26-R33,R190-R197 | CTAOOC | 46-312792P17 | 2 | Standard | Each | 16.0 | RESISTOR 475 OHMS 1 % .125 WATTS 100V 0805 CASE SIZE THICK FILM +-100 PPM/C | 11962-RC0805FR-07475RL 00006-WCR0805LF4750F 18981-CRCW0805475RFKE 05498-MC08054750FTW | YAGEO IRC VISHAY RCD COMPONENTS INC. | STE
2247 | 7 |  | R12,R51,R52,R66-R91,R93-R123,R147,R173,R184,R198,R201 | CTAOOC | 46-312792P24 | 3 | Standard | Each | 65.0 | RESISTOR 20k OHMS 1 PERCENT .125 WATTS | 06725-RK73H2ATTD2002F 05498-MC08052002FTW 18981-CRCW080520K0FKE 00006-WCR0805LF2002F | KOA RCD COMPONENTS INC. VISHAY IRC | STE
2248 | 7 |  | R48,R50,R211,R214,R215 | CTAOOC | 46-312792P81 | 6 | Standard | Each | 5.0 | RESISTOR 100 OHMS 1 PERCENT .125 WATTS 100 VOLT 100 PPM TC 0805 PACKAGE | 18981-CRCW0805100RFKE 11962-RC0805FR-07100RL 00006-WCR0805LF1000F 05498-MC08051000FTW 06725-RK73H2ATTD1000F 02254-MCR10EZPF1000 | VISHAY YAGEO IRC RCD COMPONENTS INC. KOA ROHM | STE
2249 | 7 |  | R10,R13-R15,R17-R25,R134-R143,R145,R148,R149,R169-R172 | CTAOOC | 46-312792P13 | 4 | Standard | Each | 30.0 | RESISTOR 1k OHMS 1 PERCENT .125 WATTS 0805 CASE SIZE | 11623-NRC10F1001TRF 05498-MC08051001FTW 18981-CRCW08051K00FKE 06725-RK73H2ATTD1001F 00006-WCR0805LF1001F | NIC COMPONENTS CORPORATION RCD COMPONENTS INC. VISHAY KOA IRC | STE
2250 | 7 |  | U1-U12,U27-U29,U31 | CTAOOC | 2118048 | 3 | Restricted | Each | 16.0 | DRIVER-RECEIVER NOT APPLICABLE 4 EAC QUAD LINE RECEIVER DS1489A S014 | 00495-SN75189AD | TEXAS INSTRUMENTS | STE
2251 | 7 |  | J4 | CTAOOC | 2106009-6 | 1 | Restricted | Each | 1.0 | CONNEC LOW-PROF TRANSI 10C HEAD STR | 01940 821-A010P-AM-A00 00214-75869-101LF 00266-N2510-6002RB 10099-09 18 510 6324 18996-5103308-1 | AMPHENOL FCI 3M (MINNESOTA MINING MFG) HARTING TE CONNECTIVITY | STE
2252 | 7 |  | J14 | CTAOOC | 2117073 | 1 | Not Recommended | Each | 1.0 | CONNECTOR 3 CONTACTS HEADER. WARNING: Unknown Whisker Risk | 18996-171825-3 | TE CONNECTIVITY | STE
2253 | 7 |  | U24-U26,U30 | CTAOOC | 2105421 | 1 | Restricted | Each | 4.0 | AMPLIFIER 2 EACH 2 PPM-DEG C 5.2 VOL SINGLE SUPPLY, RAIL TO RAIL LOW POWERFET-INPUT OP AMP | 01649-AD822BRZ | ANALOG DEVICES, INC. | STE
2254 | 7 |  | J12,J43 | CTAOOC | 2137666-7 | 1 | Standard | Each | 2.0 | CONNECTOR 8 CONTACTS 600 VOLTS 3 AMP SINGLE ROW .120 STRAIGHT HEADER WITH POLARIZATION SLOTS. | 01525 70545-0042 | MOLEX | STE
2255 | 7 |  | J7,J42 | CTAOOC | 2137666-5 | 1 | Standard | Each | 2.0 | CONNECTOR 6 CONTACTS 600 VOLTS 3 AMP SINGLE ROW .120 STRAIGHT HEADER WITH POLARIZATION SLOTS. | 01525 70545-0040 | MOLEX | STE
2256 | 7 |  | J3,J5,J6,J9,J13,J16,J17 | CTAOOC | 2137666-2 | 1 | Standard | Each | 7.0 | CONNECTOR 3 CONTACTS 600 VOLTS 3 AMP SINGLE ROW .125 STRAIGHT HEADER WITH POLARIZATION SLOTS. | 01525 70545-0037 | MOLEX | STE
2257 | 7 |  | J8 | CTAOOC | 2137666-9 | 1 | Standard | Each | 1.0 | CONNECTOR 10 CONTACTS 600 VOLTS 3 AM SINGLE ROW .120 STRAIGHT HEADER WITH POLARIZATION SLOTS | 01525 70545-0044 | MOLEX | STE
2258 | 7 |  | J18 | CTAOOC | 2137666-13 | 1 | Restricted | Each | 1.0 | CONNECTOR 4 CONTACTS 600 VOLTS 3 AM SINGLE ROW .120 STRAIGHT HEADER POLARIZATION SLOTS | 01525 70545-0073 | MOLEX | STE
2259 | 7 |  | C6-C8,C21-C29,C34,C35,C40,C41,C44,C49-C60,C62-C90,C92-C94,C96,C97,C99,C101,C103-C123,C137-C140 | CTAOOC | 2187107-6 | 3 | Not Recommended | Each | 90.0 | CAPACITOR FIXED .1u FARADS 50 VOLTS | 08390 C0805C104K5RAC 07945-CL21B104KBCNNNC | KEMET SAMSUNG | STE
2260 | 7 |  | U13 | CTAOOC | 2211252-5 | 4 | Standard | Each | 1.0 | LOGIC 74AHC-VHC14 TSSOP14 | 00495-SN74AHC14PWG4 18846-MC74VHC14DTG 00495-SN74AHC14PWE4 00495 SN74AHC14PW | TEXAS INSTRUMENTS ON SEMICONDUCTOR TEXAS INSTRUMENTS TEXAS INSTRUMENTS | STE
2261 | 7 |  | J351 | CTAOOC | 2227700-4 | 2 | Standard | Each | 1.0 | CONNECT TRANSIT+LATCH 26C HEADER STR | 00266-N3429-6302RB 10099-09 18 526 5904 01940-842-816-2630-435 18996-2-5499206-6 | 3M (MINNESOTA MINING MFG) HARTING AMPHENOL TE CONNECTIVITY | STE
2262 | 7 |  | U15-U23 | CTAOOC | 2196877-12 | 6 | Standard | Each | 9.0 | IC, LOGIC, 74LVC-LCX244, TSSOP20 | 00124-74LCX244TTR 18846-MC74LCX244DTG 19638-LVC244BTELL-E 00495-SN74LVC244APWE4 00495-SN74LVC244APWG4 00495-SN74LVC244APW | ST MICROELECTRONICS ON SEMICONDUCTOR RENESAS TECHNOLOGY CORP TEXAS INSTRUMENTS TEXAS INSTRUMENTS TEXAS INSTRUMENTS | STE
2263 | 7 |  | C47 | CTAOOC | 2187107-10 | 2 | Standard | Each | 1.0 | CAPACITOR CERAMIC X7R, 1UF 10Percent, 16V, SMD 0805 | 02862-GRM21BR71C105KA01 19214-0805YC105KAT | MURATA AVX/KYOCERA | STE
2264 | 7 |  | Q1-Q4 | CTAOOC | 2235316 | 1 | Restricted | Each | 4.0 | RESEAU-T CMS DAR NPN ULN2003 SOLP16 | 00495-ULN2003AD | TEXAS INSTRUMENTS | STE
2265 | 7 |  | C45 | CTAOOC | 2240282-15 | 2 | Standard | Each | 1.0 | CAPACITOR CERAMIC, X7R, 10UF, 10Percent, 16V, SMD 1206 | 03041-C3216X7R1C106K 08390-C1206C106K4RAC 11962-CC1206KKX7R7BB106 03041-C3216X7R1C106K160AC | TDK KEMET YAGEO TDK | STE
2266 | 7 |  | C9-C20,C30-C33,C36-C39,C42,C43,C46,C48,C61,C91,C95,C98,C100,C102,C124-C135 | CTAOOC | 2235239-6 | 2 | Standard | Each | 42.0 | CAPACITOR X7R 100NF 10% 16V 0603 | 08390 C0603C104K4RAC 18981-VJ0603Y104KXJ 11962-CC0603KRX7R7BB104 19214-0603YC104KAT | KEMET VISHAY YAGEO AVX/KYOCERA | STE
2267 | 7 |  | J10,J41 | CTAOOC | 2227700-10 | 3 | Standard | Each | 2.0 | CONNECT TRANSIT+LATCH 14C HEADER STR | 10099-09 18 514 5904 00266-N3314-6302RB | HARTING 3M (MINNESOTA MINING MFG) | STE
2268 | 7 |  | Y1 | CTAOOC | 2273338-7 | 2 | Restricted | Each | 1.0 | OSCIL 1.000MHZ 100PPM +EN LCSO4 SMD | 08522-SG-8002CA 1.0000M-PTC 03265-VCC1-A3A-1M000 20038-092-1-2 | EPSON, QD DIVISION VECTRON LABORATORIES INC FOX ELECTRONICS | STE
2269 | 7 |  | U33 | CTAOOC | 2246237-2 | 3 | Standard | Each | 1.0 | DRIVER-RECEIVER UART WITH 16 BYTE FIFO 3.3-5V SUPPLY, 48-TQFP NOTE ONLY TI PART HAS AUTOFLOW CNTRL | 00495-TL16C550CPTG4 ZZE10-ST16C550CQ48-F | TEXAS INSTRUMENTS EXAR | STE
2270 | 7 |  | S1,S2 | CTAOOC | 2253364-2 | 3 | Not Recommended | Each | 2.0 | SURFACE MOUNT DIP SWITCH, 4 POSITION GULL WING WITH POLYIMIDE TAPE SEAL MACHINE-INSERTABLE. WARNING: Unknown Whisker Risk | 05229-90HBW04PRT 00031-219004MST | GRAYHILL CTS CORP | STE
2271 | 7 |  | U35 | CTAOOC | 2242543-4 | 3 | Standard | Each | 1.0 | MEMORY EEPROM, 2048 WORDS X 8 BITS, 1.8V TO 5.5V, 400KHZ, SO8 | 00124-M24C16-RMN6P 08433-CAT24C16WI-G | ST MICROELECTRONICS ON SEMI (FORMERLY CATALYST) | STE
2272 | 7 |  | Y2 | CTAOOC | 2304499-16 | 3 | Standard | Each | 1.0 | OSCIL 10.0000MHZ 50PPM +EN LCSO4 SMD | 05746-T3392-10M 00031 CB3LV-3C-10M0000 11682-SM7745HV-10.0M 08522-SG-8002CA 10.000M-PCB 11465-LF SPXO014281 20038-F4105-100 05968 S1803B-10.0000 11718 CO4305-10.000 08522-SG-710ECK 10.0000MB 05968-S1613B-10.0000 | VALPEY FISHER DIV.OF VALTEC CO CTS CORP PLETRONICS EPSON, QD DIVISION C-MAC FREQUENCY PROD/ IQD FOX ELECTRONICS PERICOM, FORMERLY SARONIX RALTRON (FORMERLY SHOWA) EPSON, QD DIVISION PERICOM, FORMERLY SARONIX | STE
2273 | 7 |  | DS1-DS17 | CTAOOC | 2279219-2 | 1 | Standard | Each | 17.0 | LED GREEN LTST-C190G 0603 SMD | 18802 AP1608SGC 00941 HSMG-C190 11520 LTST-C190GKT 09050 PG1111C | KINGBRIGHT AVAGO TECHNOLOGIES LITE-ON STANLEY ELECTRIC CO LTD | STE
2274 | 7 |  | U34 | CTAOOC | 2274500-2 | 1 | Standard | Each | 1.0 | LOGIC INTERFACE RS-232 DRIVER-RECEIVER TSSOP 3 TO 5 V SUPPLY WITH ESD PROTECTION | 00495-MAX3232CPWE4 00124-ST3232ECTR 01649-ADM3202ARUZ | TEXAS INSTRUMENTS ST MICROELECTRONICS ANALOG DEVICES | STE
2275 | 7 |  | R42,R64,R65,R92,R159-R162 | CTAOOC | 2324551-5 | 4 | Standard | Each | 8.0 | RESISTOR 100k OHMS 1 % .1 WATTS SMT 0603 THICK FILM | 00006-WCR0603LF1003F 05498-MC06031003FTW 02254 MCR03EZPFX1003 18981-CRCW0603100KFKE 11962-RC0603FR-07100KL 06725-RK73H1JTTD1003F 10302-RMCF0603FT100K | IRC RCD COMPONENTS INC. ROHM VISHAY YAGEO KOA SEI | STE
2276 | 7 |  | R126,R128,R163,R165 | CTAOOC | 2324551-28 | 3 | Standard | Each | 4.0 | RESISTOR 332 OHMS 1 % .1 WATTS SMT 0603 THICK FILM | 06725-RK73H1JTTD3320F 00006-WCR0603LF3320F 11962-RC0603FR-07332RL 02254 MCR03EZPFX3320 05498-MC06033320FTW 18981-CRCW0603332RFKE 10302-RMCF0603FT332R | KOA IRC YAGEO ROHM RCD COMPONENTS INC. VISHAY SEI | STE
2277 | 7 |  | R130,R131,R167,R168 | CTAOOC | 2324551-2 | 3 | Standard | Each | 4.0 | RESISTOR 100 OHMS 1 PERCENT .1 WATTS SMT 0603 THICK FILM | 05498-MC06031000FTW 11962-RC0603FR-07100RL 00006-WCR0603LF1000F 02254 MCR03EZPFX1000 06725-RK73H1JTTD1000F 18981-CRCW0603100RFKE 10302-RMCF0603FT100R | RCD COMPONENTS INC. YAGEO IRC ROHM KOA VISHAY SEI | STE
2278 | 7 |  | R58,R59,R152,R154 | CTAOOC | 2324551 | 4 | Standard | Each | 4.0 | RESISTOR 10 OHMS 1 % .1 WATTS SMT 0603 THICK FILM | 05498-MC060310R0FTW 06725-RK73H1JTTD10R0F 00006-WCR0603LF10R0F 02254-MCR03EZPFX10R0 18981-CRCW060310R0FKE 11962-RC0603FR-0710RL 10302-RMCF0603FT10R0 | RCD COMPONENTS INC. KOA IRC ROHM VISHAY YAGEO SEI | STE
2279 | 7 |  | VR1 | CTAOOC | 2334692 | 1 | Restricted | Each | 1.0 | REGULATOR 3.3V OUTPUT LOW DROPOUT ANYCAP, 1.5A OUTPUT, SOT-223 | 01649-ADP3339AKCZ-3.3 | ANALOG DEVICES, INC. | STE
2280 | 7 |  | R62,R63,R157,R158 | CTAOOC | 2324551-373 | 2 | Standard | Each | 4.0 | RESISTOR 316 OHMS 1 PERCENT .1 WATT 100 PPM SMT 0603 THICK FILM | 06725-RK73H1JTTD3160F 02254-MCR03EZPFX3160 18981-CRCW0603316RFKEA 00006-WCR0603LF3160FPLT 00078-CR0603FX3160LF 11962-RC0603FR-07316RL | KOA ROHM VISHAY IRC BOURNS YAGEO | STE
2281 | 7 |  | R56,R57,R60,R61,R150,R153,R155,R156 | CTAOOC | 2324551-170 | 2 | Standard | Each | 8.0 | RESISTOR 143k OHMS 1 % .1 WATTS SMT 0603 THICK FILM | 05498-MC06031433FTW 00006-WCR0603LF1433F 06725-RK73H1JTTD1433F 11962-RC0603FR-07143KL 02254 MCR03EZPFX1433 18981-CRCW0603143KFKE 10302-RMCF1/16-143K-1% 10302-RMCF0603FT143K | RCD COMPONENTS INC. IRC KOA YAGEO ROHM VISHAY SEI SEI | STE
2282 | 7 |  | R54,R55,R127,R129,R164,R166 | CTAOOC | 2324551-39 | 3 | Standard | Each | 6.0 | RESISTOR 4.99k OHMS 1 % .1 WATTS SMT 0603 THICK FILM | 18981-CRCW06034K99FKE 11962-RC0603FR-074K99L 00006-WCR0603LF4991F 05498-MC06034991FTW 06725-RK73H1JTTD4991F 02254 MCR03EZPFX4991 10302-RMCF0603FT4K99 | VISHAY YAGEO IRC RCD COMPONENTS INC. KOA ROHM SEI | STE
2283 | 7 |  | U14 | CTAOOC | 5135116-3 | 1 | Standard | Each | 1.0 | PROGRAMMABLE CPLD, 2210 LOGIC ELEMENTS, MAX_II, 1.5-3.3V I_O VOLTAGE, 2.5-3.3V SUPPLY, 204 IO PINS, FBGA 256 | 10208-EPM2210F256C5N | ALTERA | STE
2284 | 7 |  | C1,C2,C4 | CTAOOC | 2378169 | 3 | Standard | Each | 3.0 | U6214CS CAPACITOR FIXED 100U FARADS | 07092-EEEHA1V101XP 06533-UWZ1V101MCL1GS 10220-EMVE350ADA101MF80G | PANASONIC NICHICON CORPORATION CHEMI-CON | STE
2285 | 7 |  | CR1,CR2 | CTAOOC | 2408243 | 1 | Restricted | Each | 2.0 | U1813HE SEMICONDUCTOR DIODE 5 VOLTS 5U AMPS | 10289-GBLC05C-LF | PROTEK DEVICES | STE
2286 | 7 |  | C3,C5 | CTAOOC | 2378166 | 4 | Standard | Each | 2.0 | U6211CS CAPACITOR FIXED 10U FARADS | 06533-UWZ1V100MCL1GB 07092-EEEHA1V100R 10220-EMVE350ADA100ME55G | NICHICON CORPORATION PANASONIC CHEMI-CON | STE
2287 | 7 |  | H1 | CTAOOC | 5338074 | 1 | Restricted | Each | 1.0 | PIEZOELECTRIC SOUNDER, EXTERNAL DRIVE PIN TYPE | 02862-PKM13EPYH4002-B0 | MURATA | STE
2288 | 7 |  | U32 | CTAOOC | 5394889 | 2 | Standard | Each | 1.0 | IC, AD CONVERTER, 12BITS, 4CHANNELS INPUT, SAR, T AND H, 0.5 TO 1MSPS, SERIAL OUT, 3V TO 5V VCC, ADC124S101C, MSOP10, 85C | 00036-ADC124S101CIMM/NOPB 00495-ADC124S101CIMM/NOPB | NATIONAL SEMICONDUCTOR TEXAS INSTRUMENTS | STE
2289 | 7 |  | R144,R146 | CTAOOC | 5245267-2 | 2 | Restricted | Each | 2.0 | RESISTOR 33 OHM, NON-MAGNETIC, 2 PERCENT, 100MW, FILM, 100PPM, 0603 | 23828-CHR0603 33 OHM +-2% | SRT RESISTOR TECHNOLOGY GMBH | STE
2290 | 6 |  | P1 | CTAComponent | 2410163 | 1 | Release | Each | 1.0 | Ariose Electronics_Buzzer MB12B24 |  |  | HLE
2291 | 6 |  | J11,J331,J341 | CTAOOC | 46-221703P17 | 2 | Not Recommended | Each | 3.0 | 025 POS 50 CONT .100 SPACING STRAIGHT W/LONG LATCHES 4-WALL AMP PART IS RESTRICTED DUE TO THE FA CT THAT IT REQUIRES A .250 LONG SCRE W TO RETAIN IT. | 00266 3433-6303 00266 3433-6603 02973 IDH-50PK1-S4-TG30 | 3M (MINNESOTA MINING MFG) 3M (MINNESOTA MINING MFG) ROBINSON NUGENT INC | STA
2292 | 6 |  | R47,R49,R204,R205,R207-R210,R212,R213 | CTAOOC | 46-286365P30 | 9 | Restricted | Each | 10.0 | RESISTOR 2k OHMS 1 % .25 WATTS 1206 PACKAGE SURFACE MOUNT | 18981-CRCW12062K00FKE 11962-RC1206FR-072KL 06725-RK73H2BTTD2001F 05498-MC12062001FTW 02254-MCR18EZPF2001 | VISHAY YAGEO KOA RCD COMPONENTS INC. ROHM | STE
2293 | 6 |  | J1 | CTAOOC | 46-296085P3 | 1 | Restricted | Each | 1.0 | CONNECTOR 4 CONTACTS FOR GOLD PLATED CONTACTS SEE 46-2218 60P3. | 18996-641968-1 | TE CONNECTIVITY | STE
2294 | 6 |  | J15 | CTAOOC | 46-278307P6 | 1 | Standard | Each | 1.0 | CONNECTOR HEADER 34 EACH WITH EJECTORS | 00266-N3431-6302RB 18996-5499922-8 | 3M (MINNESOTA MINING MFG) TE CONNECTIVITY | STE
2295 | 6 |  | R228,R229 | CTAOOC | 46-170025P33 | 11 | Not Recommended | Each | 2.0 | POTENTIOMETER, PWB TRIMMER, TOP ADJ, 20TURNS, 1K 500MW, LINEAR, WARNING: Unknown Whisker Risk | 00078-3296 W-1-102 LF 18981-T93YA102K 01667-67WR1KLF | BOURNS VISHAY BI TECHNOLOGIES | STE
2296 | 6 |  | R53,R132 | CTAOOC | 46-170025P26 | 8 | Not Recommended | Each | 2.0 | RESISTOR 2k OHMS 10 PERCENT .5 WATTS CERMET TOP ADJ 25 TURN. WARNING: Unknown Whisker Risk | 18981-T93YA202K 00078-3296W-1-202LF 01667-67WR2KLF | VISHAY BOURNS BI TECHNOLOGIES | STE
2297 | 6 |  | U32,U36 | CTAOOC | 5394889 | 2 | Standard | Each | 2.0 | IC, AD CONVERTER, 12BITS, 4CHANNELS INPUT, SAR, T AND H, 0.5 TO 1MSPS, SERIAL OUT, 3V TO 5V VCC, ADC124S101C, MSOP10, 85C | 00036-ADC124S101CIMM/NOPB 00495-ADC124S101CIMM/NOPB | NATIONAL SEMICONDUCTOR TEXAS INSTRUMENTS | STE
2298 | 6 |  | J4 | CTAOOC | 2106009-6 | 1 | Restricted | Each | 1.0 | CONNEC LOW-PROF TRANSI 10C HEAD STR | 01940 821-A010P-AM-A00 00214-75869-101LF 00266-N2510-6002RB 10099-09 18 510 6324 18996-5103308-1 | AMPHENOL FCI 3M (MINNESOTA MINING MFG) HARTING TE CONNECTIVITY | STE
2299 | 6 |  | U1-U12,U27-U29,U31 | CTAOOC | 2118048 | 3 | Restricted | Each | 16.0 | DRIVER-RECEIVER NOT APPLICABLE 4 EAC QUAD LINE RECEIVER DS1489A S014 | 00495-SN75189AD | TEXAS INSTRUMENTS | STE
2300 | 6 |  | J3,J5,J6,J9,J17,J20 | CTAOOC | 2137666-2 | 1 | Standard | Each | 6.0 | CONNECTOR 3 CONTACTS 600 VOLTS 3 AMP SINGLE ROW .125 STRAIGHT HEADER WITH POLARIZATION SLOTS. | 01525 70545-0037 | MOLEX | STE
2301 | 6 |  | J14 | CTAOOC | 2117073 | 1 | Not Recommended | Each | 1.0 | CONNECTOR 3 CONTACTS HEADER. WARNING: Unknown Whisker Risk | 18996-171825-3 | TE CONNECTIVITY | STE
2302 | 6 |  | U24-U26,U30 | CTAOOC | 2105421 | 1 | Restricted | Each | 4.0 | AMPLIFIER 2 EACH 2 PPM-DEG C 5.2 VOL SINGLE SUPPLY, RAIL TO RAIL LOW POWERFET-INPUT OP AMP | 01649-AD822BRZ | ANALOG DEVICES, INC. | STE
2303 | 6 |  | R6,R7,R124,R133,R174-R178,R199,R203,R217,R230,R233,R236 | CTAOOC | 46-312792P1 | 6 | Standard | Each | 15.0 | RESISTOR 0 OHM 1PERCENT 125MW 0805 JUMPER SURFACE MOUNTING 0 OHM L .079 W .050 T .018 | 18981-CRCW08050000Z0E 06725-RK73Z2AT 05498-ZC0805TW | VISHAY KOA RCD COMPONENTS INC. | STE
2304 | 6 |  | R1-R5,R8,R9,R11,R16,R34-R41,R43-R46,R125,R179,R185-R187,R206,R238-R242 | CTAOOC | 46-312792P11 | 4 | Standard | Each | 32.0 | RESISTOR 2k OHMS 1 % .125 WATTS 100V 100PPM/C | 18981-CRCW08052K00FKE 11623-NRC10F2001TRF 00006-WCR0805LF2001F 06725-RK73H2ATTD2001F 05498-MC08052001FTW | VISHAY NIC COMPONENTS CORPORATION IRC KOA RCD COMPONENTS INC. | STE
2305 | 6 |  | R26-R33,R190-R197 | CTAOOC | 46-312792P17 | 2 | Standard | Each | 16.0 | RESISTOR 475 OHMS 1 % .125 WATTS 100V 0805 CASE SIZE THICK FILM +-100 PPM/C | 11962-RC0805FR-07475RL 00006-WCR0805LF4750F 18981-CRCW0805475RFKE 05498-MC08054750FTW | YAGEO IRC VISHAY RCD COMPONENTS INC. | STE
2306 | 6 |  | R12,R51,R52,R66-R91,R93-R123,R147,R173,R184,R198,R201 | CTAOOC | 46-312792P24 | 3 | Standard | Each | 65.0 | RESISTOR 20k OHMS 1 PERCENT .125 WATTS | 06725-RK73H2ATTD2002F 05498-MC08052002FTW 18981-CRCW080520K0FKE 00006-WCR0805LF2002F | KOA RCD COMPONENTS INC. VISHAY IRC | STE
2307 | 6 |  | R48,R50,R211,R214,R215 | CTAOOC | 46-312792P81 | 6 | Standard | Each | 5.0 | RESISTOR 100 OHMS 1 PERCENT .125 WATTS 100 VOLT 100 PPM TC 0805 PACKAGE | 18981-CRCW0805100RFKE 11962-RC0805FR-07100RL 00006-WCR0805LF1000F 05498-MC08051000FTW 06725-RK73H2ATTD1000F 02254-MCR10EZPF1000 | VISHAY YAGEO IRC RCD COMPONENTS INC. KOA ROHM | STE
2308 | 6 |  | R10,R13-R15,R17-R25,R134-R143,R145,R148,R149,R169-R172,R220-R223,R234,R235 | CTAOOC | 46-312792P13 | 4 | Standard | Each | 36.0 | RESISTOR 1k OHMS 1 PERCENT .125 WATTS 0805 CASE SIZE | 11623-NRC10F1001TRF 05498-MC08051001FTW 18981-CRCW08051K00FKE 06725-RK73H2ATTD1001F 00006-WCR0805LF1001F | NIC COMPONENTS CORPORATION RCD COMPONENTS INC. VISHAY KOA IRC | STE
2309 | 6 |  | D1-D5 | CTAOOC | 46-311083P2 | 3 | Standard | Each | 5.0 | BAV70 SWITCHING DIODE DUAL SER SW VR-70V VF-1.25V 200 MA SOT23 | 18846-BAV70LT1G 18889-BAV 70 E6327 18889-BAV70E6327HTSA1 | ON SEMICONDUCTOR INFINEON TECHNOLOGIES AG INFINEON TECHNOLOGIES AG | STE
2310 | 6 |  | K1,K3-K5 | CTAOOC | 46-312336P3 | 4 | Standard | Each | 4.0 | RELAY AND CONTACTOR DPDT 24 V COIL VOLTAGE, CONTACT RATING OF 110 VDC,125 VAC AT 1 AMP | 07092-TQ2SA-24V | PANASONIC | STE
2311 | 6 |  | C136,C141 | CTAOOC | 46-302742P8 | 3 | Standard | Each | 2.0 | CAPACITOR FIXED 1u FARADS 35 VOLTS .138L .110W .075H 3528 SURFACE MOUNT DEVICE | 18981-293D105X9035B2TE3 08390-T491B105K035AT | VISHAY KEMET | STE
2312 | 6 |  | J351 | CTAOOC | 2227700-4 | 2 | Standard | Each | 1.0 | CONNECT TRANSIT+LATCH 26C HEADER STR | 00266-N3429-6302RB 10099-09 18 526 5904 01940-842-816-2630-435 18996-2-5499206-6 | 3M (MINNESOTA MINING MFG) HARTING AMPHENOL TE CONNECTIVITY | STE
2313 | 6 |  | J41 | CTAOOC | 2227700-10 | 3 | Standard | Each | 1.0 | CONNECT TRANSIT+LATCH 14C HEADER STR | 10099-09 18 514 5904 00266-N3314-6302RB | HARTING 3M (MINNESOTA MINING MFG) | STE
2314 | 6 |  | C9-C20,C30-C33,C36-C39,C42,C43,C46,C48,C61,C91,C95,C98,C100,C102,C124-C135,C143-C146 | CTAOOC | 2235239-6 | 2 | Standard | Each | 46.0 | CAPACITOR X7R 100NF 10% 16V 0603 | 08390 C0603C104K4RAC 18981-VJ0603Y104KXJ 11962-CC0603KRX7R7BB104 19214-0603YC104KAT | KEMET VISHAY YAGEO AVX/KYOCERA | STE
2315 | 6 |  | C45 | CTAOOC | 2240282-15 | 2 | Standard | Each | 1.0 | CAPACITOR CERAMIC, X7R, 10UF, 10Percent, 16V, SMD 1206 | 03041-C3216X7R1C106K 08390-C1206C106K4RAC 11962-CC1206KKX7R7BB106 03041-C3216X7R1C106K160AC | TDK KEMET YAGEO TDK | STE
2316 | 6 |  | U35 | CTAOOC | 2242543-4 | 3 | Standard | Each | 1.0 | MEMORY EEPROM, 2048 WORDS X 8 BITS, 1.8V TO 5.5V, 400KHZ, SO8 | 00124-M24C16-RMN6P 08433-CAT24C16WI-G | ST MICROELECTRONICS ON SEMI (FORMERLY CATALYST) | STE
2317 | 6 |  | Q1-Q4 | CTAOOC | 2235316 | 1 | Restricted | Each | 4.0 | RESEAU-T CMS DAR NPN ULN2003 SOLP16 | 00495-ULN2003AD | TEXAS INSTRUMENTS | STE
2318 | 6 |  | U13 | CTAOOC | 2211252-5 | 4 | Standard | Each | 1.0 | LOGIC 74AHC-VHC14 TSSOP14 | 00495-SN74AHC14PWG4 18846-MC74VHC14DTG 00495-SN74AHC14PWE4 00495 SN74AHC14PW | TEXAS INSTRUMENTS ON SEMICONDUCTOR TEXAS INSTRUMENTS TEXAS INSTRUMENTS | STE
2319 | 6 |  | C3,C5 | CTAOOC | 2183937-2 | 2 | Standard | Each | 2.0 | CAPA TANT 1UF 10% 35V 3528 | 18981-293D105X9035B2TE3 08390-T491B105K035AT 19214-TAJB105K035RNJ | VISHAY KEMET AVX/KYOCERA | STE
2320 | 6 |  | C6-C8,C21-C29,C34,C35,C40,C41,C44,C49-C60,C62-C90,C92-C94,C96,C97,C99,C101,C103-C123,C137-C140,C142 | CTAOOC | 2187107-6 | 3 | Not Recommended | Each | 91.0 | CAPACITOR FIXED .1u FARADS 50 VOLTS | 08390 C0805C104K5RAC 07945-CL21B104KBCNNNC | KEMET SAMSUNG | STE
2321 | 6 |  | C47 | CTAOOC | 2187107-10 | 2 | Standard | Each | 1.0 | CAPACITOR CERAMIC X7R, 1UF 10Percent, 16V, SMD 0805 | 02862-GRM21BR71C105KA01 19214-0805YC105KAT | MURATA AVX/KYOCERA | STE
2322 | 6 |  | U15-U23 | CTAOOC | 2299073-2 | 5 | Standard | Each | 9.0 | IC, LOGIC, LVTH, OCTAL BUFFER-DRIVER, 74LVTH244, TSSOP20 | 00495-SN74LVTH244APW 00495-SN74LVTH244APWRG4 00495-SN74LVTH244APWRE4 24386-74LVTH244MTCX | TEXAS INSTRUMENTS TEXAS INSTRUMENTS TEXAS INSTRUMENTS FAIRCHILD SEMICONDUCTOR INC | STE
2323 | 6 |  | J12,J42 | CTAOOC | 2137666-7 | 1 | Standard | Each | 2.0 | CONNECTOR 8 CONTACTS 600 VOLTS 3 AMP SINGLE ROW .120 STRAIGHT HEADER WITH POLARIZATION SLOTS. | 01525 70545-0042 | MOLEX | STE
2324 | 6 |  | J8 | CTAOOC | 2137666-9 | 1 | Standard | Each | 1.0 | CONNECTOR 10 CONTACTS 600 VOLTS 3 AM SINGLE ROW .120 STRAIGHT HEADER WITH POLARIZATION SLOTS | 01525 70545-0044 | MOLEX | STE
2325 | 6 |  | J7 | CTAOOC | 2137666-5 | 1 | Standard | Each | 1.0 | CONNECTOR 6 CONTACTS 600 VOLTS 3 AMP SINGLE ROW .120 STRAIGHT HEADER WITH POLARIZATION SLOTS. | 01525 70545-0040 | MOLEX | STE
2326 | 6 |  | R58,R59,R152,R154 | CTAOOC | 2324551 | 4 | Standard | Each | 4.0 | RESISTOR 10 OHMS 1 % .1 WATTS SMT 0603 THICK FILM | 05498-MC060310R0FTW 06725-RK73H1JTTD10R0F 00006-WCR0603LF10R0F 02254-MCR03EZPFX10R0 18981-CRCW060310R0FKE 11962-RC0603FR-0710RL 10302-RMCF0603FT10R0 | RCD COMPONENTS INC. KOA IRC ROHM VISHAY YAGEO SEI | STE
2327 | 6 |  | R130,R131,R167,R168,R224-R227 | CTAOOC | 2324551-2 | 3 | Standard | Each | 8.0 | RESISTOR 100 OHMS 1 PERCENT .1 WATTS SMT 0603 THICK FILM | 05498-MC06031000FTW 11962-RC0603FR-07100RL 00006-WCR0603LF1000F 02254 MCR03EZPFX1000 06725-RK73H1JTTD1000F 18981-CRCW0603100RFKE 10302-RMCF0603FT100R | RCD COMPONENTS INC. YAGEO IRC ROHM KOA VISHAY SEI | STE
2328 | 6 |  | R42,R64,R65,R92,R159-R162 | CTAOOC | 2324551-5 | 4 | Standard | Each | 8.0 | RESISTOR 100k OHMS 1 % .1 WATTS SMT 0603 THICK FILM | 00006-WCR0603LF1003F 05498-MC06031003FTW 02254 MCR03EZPFX1003 18981-CRCW0603100KFKE 11962-RC0603FR-07100KL 06725-RK73H1JTTD1003F 10302-RMCF0603FT100K | IRC RCD COMPONENTS INC. ROHM VISHAY YAGEO KOA SEI | STE
2329 | 6 |  | R126,R128,R163,R165 | CTAOOC | 2324551-28 | 3 | Standard | Each | 4.0 | RESISTOR 332 OHMS 1 % .1 WATTS SMT 0603 THICK FILM | 06725-RK73H1JTTD3320F 00006-WCR0603LF3320F 11962-RC0603FR-07332RL 02254 MCR03EZPFX3320 05498-MC06033320FTW 18981-CRCW0603332RFKE 10302-RMCF0603FT332R | KOA IRC YAGEO ROHM RCD COMPONENTS INC. VISHAY SEI | STE
2330 | 6 |  | R56,R57,R60,R61,R150,R153,R155,R156 | CTAOOC | 2324551-170 | 2 | Standard | Each | 8.0 | RESISTOR 143k OHMS 1 % .1 WATTS SMT 0603 THICK FILM | 05498-MC06031433FTW 00006-WCR0603LF1433F 06725-RK73H1JTTD1433F 11962-RC0603FR-07143KL 02254 MCR03EZPFX1433 18981-CRCW0603143KFKE 10302-RMCF1/16-143K-1% 10302-RMCF0603FT143K | RCD COMPONENTS INC. IRC KOA YAGEO ROHM VISHAY SEI SEI | STE
2331 | 6 |  | R54,R55,R127,R129,R164,R166 | CTAOOC | 2324551-39 | 3 | Standard | Each | 6.0 | RESISTOR 4.99k OHMS 1 % .1 WATTS SMT 0603 THICK FILM | 18981-CRCW06034K99FKE 11962-RC0603FR-074K99L 00006-WCR0603LF4991F 05498-MC06034991FTW 06725-RK73H1JTTD4991F 02254 MCR03EZPFX4991 10302-RMCF0603FT4K99 | VISHAY YAGEO IRC RCD COMPONENTS INC. KOA ROHM SEI | STE
2332 | 6 |  | Y1 | CTAOOC | 2273338-7 | 2 | Restricted | Each | 1.0 | OSCIL 1.000MHZ 100PPM +EN LCSO4 SMD | 08522-SG-8002CA 1.0000M-PTC 03265-VCC1-A3A-1M000 20038-092-1-2 | EPSON, QD DIVISION VECTRON LABORATORIES INC FOX ELECTRONICS | STE
2333 | 6 |  | U34 | CTAOOC | 2274500-2 | 1 | Standard | Each | 1.0 | LOGIC INTERFACE RS-232 DRIVER-RECEIVER TSSOP 3 TO 5 V SUPPLY WITH ESD PROTECTION | 00495-MAX3232CPWE4 00124-ST3232ECTR 01649-ADM3202ARUZ | TEXAS INSTRUMENTS ST MICROELECTRONICS ANALOG DEVICES | STE
2334 | 6 |  | DS1-DS17 | CTAOOC | 2279219-2 | 1 | Standard | Each | 17.0 | LED GREEN LTST-C190G 0603 SMD | 18802 AP1608SGC 00941 HSMG-C190 11520 LTST-C190GKT 09050 PG1111C | KINGBRIGHT AVAGO TECHNOLOGIES LITE-ON STANLEY ELECTRIC CO LTD | STE
2335 | 6 |  | S1-S4 | CTAOOC | 2253364-2 | 3 | Not Recommended | Each | 4.0 | SURFACE MOUNT DIP SWITCH, 4 POSITION GULL WING WITH POLYIMIDE TAPE SEAL MACHINE-INSERTABLE. WARNING: Unknown Whisker Risk | 05229-90HBW04PRT 00031-219004MST | GRAYHILL CTS CORP | STE
2336 | 6 |  | U33 | CTAOOC | 2246237-2 | 3 | Standard | Each | 1.0 | DRIVER-RECEIVER UART WITH 16 BYTE FIFO 3.3-5V SUPPLY, 48-TQFP NOTE ONLY TI PART HAS AUTOFLOW CNTRL | 00495-TL16C550CPTG4 ZZE10-ST16C550CQ48-F | TEXAS INSTRUMENTS EXAR | STE
2337 | 6 |  | CR1,CR2 | CTAOOC | 2408243 | 1 | Restricted | Each | 2.0 | U1813HE SEMICONDUCTOR DIODE 5 VOLTS 5U AMPS | 10289-GBLC05C-LF | PROTEK DEVICES | STE
2338 | 6 |  | U14 | CTAOOC | 5135116-3 | 1 | Standard | Each | 1.0 | PROGRAMMABLE CPLD, 2210 LOGIC ELEMENTS, MAX_II, 1.5-3.3V I_O VOLTAGE, 2.5-3.3V SUPPLY, 204 IO PINS, FBGA 256 | 10208-EPM2210F256C5N | ALTERA | STE
2339 | 6 |  | R144,R146 | CTAOOC | 5245267-2 | 2 | Restricted | Each | 2.0 | RESISTOR 33 OHM, NON-MAGNETIC, 2 PERCENT, 100MW, FILM, 100PPM, 0603 | 23828-CHR0603 33 OHM +-2% | SRT RESISTOR TECHNOLOGY GMBH | STE
2340 | 6 |  | VR1 | CTAOOC | 2334692 | 1 | Restricted | Each | 1.0 | REGULATOR 3.3V OUTPUT LOW DROPOUT ANYCAP, 1.5A OUTPUT, SOT-223 | 01649-ADP3339AKCZ-3.3 | ANALOG DEVICES, INC. | STE
2341 | 6 |  | C1,C2,C4 | CTAOOC | 2378169 | 3 | Standard | Each | 3.0 | U6214CS CAPACITOR FIXED 100U FARADS | 07092-EEEHA1V101XP 06533-UWZ1V101MCL1GS 10220-EMVE350ADA101MF80G | PANASONIC NICHICON CORPORATION CHEMI-CON | STE
2342 | 6 |  | R62,R63,R157,R158 | CTAOOC | 2324551-373 | 2 | Standard | Each | 4.0 | RESISTOR 316 OHMS 1 PERCENT .1 WATT 100 PPM SMT 0603 THICK FILM | 06725-RK73H1JTTD3160F 02254-MCR03EZPFX3160 18981-CRCW0603316RFKEA 00006-WCR0603LF3160FPLT 00078-CR0603FX3160LF 11962-RC0603FR-07316RL | KOA ROHM VISHAY IRC BOURNS YAGEO | STE
2343 | 4 | 6 |  | ECCCollectorPart | 5444390 | 2 | Release | Each | 1.0 | Table accessory collector |  |  | HLE
2344 | 5 | 1 |  | CTAAssembly | 5451223 | 4 | Release | Each | 1.0 | Right shoulder pad assembly |  |  | CCX
2345 | 6 | 1 |  | CTAComponent | 5440513 | 1 | Release | Each | 1.0 | Shoulder fix main frame |  |  | CCX
2346 | 6 | 5 |  | CTAComponent | 5444569 | 1 | Release | Each | 1.0 | Shoulder fix knob assembly |  |  | CCX
2347 | 6 | 7 |  | CTAComponent | 5449400 | 1 | Release | Each | 1.0 | Shoulder pad adjusting knob |  |  | CCX
2348 | 6 | 6 |  | CTAComponent | 5442184 | 1 | Release | Each | 1.0 | Knob PU support tray |  |  | CCX
2349 | 6 | 11 |  | CTAComponent | 5438186 | 1 | Release | Each | 1.0 | Knob support tray base |  |  | CCX
2350 | 6 | 2 |  | CTAComponent | 5452280 | 1 | Release | Each | 1.0 | Shoulder adjustinging frame |  |  | CCX
2351 | 6 | 3 |  | CTAComponent | 5454761 | 1 | Release | Each | 1.0 | Right shoulder pad |  |  | CCX
2352 | 6 | 10 |  | CTAComponent | 5457979 | 1 | Release | Each | 1.0 | Shoulder pad adjusting thimble |  |  | HLE
2353 | 6 | 9 |  | CTAComponent | 5451438 | 1 | Release | Each | 1.0 | Right shoulder rear cover |  |  | CCX
2354 | 6 | 8 |  | CTAComponent | 5450657 | 1 | Release | Each | 1.0 | M4x10_GB973 |  |  | CCX
2355 | 6 | 14 |  | CTAComponent | 1000-M4C014-04 | 1 | Release | Each | 2.0 | Hexagon Socket Head Cap Screw, M4-0.7, X14mm Long, Grade 8.8 Steel, Zinc Plated, RoHS Fastener | 11060-M4C14KCSC9Z6/912 A0996-BN 4 M10 x 14mm CR6+FREE 24140-M4/14/SOHTCS/TC1D/ISO4762 | ANIXTER BOSSARD TR FORMAC DIV OF TR FASTENINGS | STM
2356 | 6 | 15 |  | CTAComponent | 1000-M5C016-04 | 5 | Release | Each | 3.0 | Hexagon Socket Head Cap Screw, M5-0.8, X16mm Long, Grade 8.8 Steel, Zinc Plated, RoHS Fastener | 11060-M5C16KCSC9Z6/912 24140-M5/16/SOHTCS/TC1D/DIN912 10487-1000-M5C016-04 20589-ZS2540016ZP0000 A0996-BN 4 M5 x 16mm CR6+FREE | ANIXTER TR FORMAC DIV OF TR FASTENINGS OHTA FASTENAL COMPANY BOSSARD | STM
2357 | 6 | 12 |  | CTAComponent | 5491728 | 1 | Release | Each | 4.0 | POM wearable thimble |  |  | CCX
2358 | 6 | 13 |  | CTAComponent | 1000-M4C010-04 | 5 | Release | Each | 2.0 | Hexagon Socket Head Cap Screw, ISO 4762, M4-0.7, X10mm Long, Grade 8.8 Steel, Zinc Plated, RoHS Fastener | 11060-M4C10KCSC9Z6/912 10487-1000-M4C010-04 20589-10948-03231 24140-M4/10/SOHTCS/TC1D/DIN912 A0996-BN 4 M4 X 10mm CR6+FREE | ANIXTER OHTA FASTENAL COMPANY TR FORMAC DIV OF TR FASTENINGS BOSSARD | STM
2359 | 6 | 4 |  | CTAComponent | 5459488 | 1 | Release | Each | 1.0 | Right shoulder pad fix plate |  |  | CCX
2360 | 6 | 18 |  | CTAComponent | 2000-M5-02 | 3 | Release | Each | 3.0 | Flat Washer, ISO7089, M5, Steel 140HV, Zinc Plated, RoHS Fastener | 11060-M5NWSFSTZ6/125A A0996-BN715 M5 CR6 Free 24140-M5/-/PWSTWA/TC1 20589-10948-03440 | ANIXTER BOSSARD TR FORMAC DIV OF TR FASTENINGS FASTENAL COMPANY | STM
2361 | 6 | 19 |  | CTAComponent | 2106-M5-14 | 1 | Release | Each | 3.0 | Spring Lock Washer with Flat Ends JIS B1251, M5, Spring Stainless Steel, Rohs Fastener | 24140-2106-M5-14 | TR FORMAC DIV OF TR FASTENINGS | STM
2362 | 6 | 16 |  | CTAComponent | 1043-M4C006-37 | 1 | Release | Each | 1.0 | Hexagon Socket Set Screws with Dog Point, ISO 4028, M4-0.7, X6mm Long, A2-21H Stainless Steel, Passivate, RoHS Fastener | A0996-BN619 M4 x 6mm CR6+FREE 11060-M4C6KKDSJ/915 24140-M4/6/HSA2DP/SF/GB79 | BOSSARD ANIXTER TR FORMAC DIV OF TR FASTENINGS | STM
2363 | 6 | 17 |  | CTAComponent | 1010-M4C008-14 | 1 | Release | Each | 6.0 | Phillips Flat Head Screw, ISO 7046, M4-0.7, X8mm Long, Grade 4.8 Steel, Zinc Plated, RoHS Fastener | 20589-10948-03507 11060-M4C8MXFSTZ6/965A | FASTENAL COMPANY ANIXTER | STM
2364 | 5 | 5 |  | CTAAssembly | 5451224 | 4 | Release | Each | 1.0 | Right grasp handle assembly |  |  | CCX
2365 | 6 | 2 |  | CTAComponent | 5442184 | 1 | Release | Each | 1.0 | Knob PU support tray |  |  | CCX
2366 | 6 | 5 |  | CTAComponent | 5442185 | 1 | Release | Each | 1.0 | Right grasp handle frame |  |  | CCX
2367 | 6 | 1 |  | CTAComponent | 5438186 | 1 | Release | Each | 1.0 | Knob support tray base |  |  | CCX
2368 | 6 | 7 |  | CTAComponent | 5491728 | 1 | Release | Each | 2.0 | POM wearable thimble |  |  | CCX
2369 | 6 | 6 |  | CTAComponent | 5450657 | 1 | Release | Each | 1.0 | M4x10_GB973 |  |  | CCX
2370 | 6 | 4 |  | CTAComponent | 5451439 | 1 | Release | Each | 1.0 | Grasp handle column |  |  | CCX
2371 | 6 | 3 |  | CTAComponent | 5444569 | 1 | Release | Each | 1.0 | Shoulder fix knob assembly |  |  | CCX
2372 | 5 | 4 |  | CTAAssembly | 5445988 | 4 | Release | Each | 2.0 | Handle grid assembly |  |  | CCX
2373 | 6 | 4 |  | CTAComponent | 5438186 | 1 | Release | Each | 2.0 | Knob support tray base |  |  | CCX
2374 | 6 | 8 |  | CTAComponent | 1000-M5C016-04 | 5 | Release | Each | 4.0 | Hexagon Socket Head Cap Screw, M5-0.8, X16mm Long, Grade 8.8 Steel, Zinc Plated, RoHS Fastener | 11060-M5C16KCSC9Z6/912 24140-M5/16/SOHTCS/TC1D/DIN912 10487-1000-M5C016-04 20589-ZS2540016ZP0000 A0996-BN 4 M5 x 16mm CR6+FREE | ANIXTER TR FORMAC DIV OF TR FASTENINGS OHTA FASTENAL COMPANY BOSSARD | STM
2375 | 6 | 1 |  | CTAComponent | 5449401 | 1 | Release | Each | 2.0 | Handle grid fixing frame |  |  | CCX
2376 | 6 | 3 |  | CTAComponent | 5447013 | 1 | Release | Each | 2.0 | Handle fix knob assembly |  |  | CCX
2377 | 6 | 5 |  | CTAComponent | 5442184 | 1 | Release | Each | 2.0 | Knob PU support tray |  |  | CCX
2378 | 6 | 2 |  | CTAComponent | 5438187 | 1 | Release | Each | 1.0 | Handle grid bar |  |  | CCX
2379 | 6 | 7 |  | CTAComponent | 5491728 | 1 | Release | Each | 4.0 | POM wearable thimble |  |  | CCX
2380 | 6 | 6 |  | CTAComponent | 5450657 | 1 | Release | Each | 1.0 | M4x10_GB973 |  |  | CCX
2381 | 5 | 6 |  | CTAAssembly | 5455393 | 4 | Release | Each | 1.0 | Left grasp handle assembly |  |  | CCX
2382 | 6 | 2 |  | CTAComponent | 5442184 | 1 | Release | Each | 1.0 | Knob PU support tray |  |  | CCX
2383 | 6 | 3 |  | CTAComponent | 5444569 | 1 | Release | Each | 1.0 | Shoulder fix knob assembly |  |  | CCX
2384 | 6 | 1 |  | CTAComponent | 5438186 | 1 | Release | Each | 1.0 | Knob support tray base |  |  | CCX
2385 | 6 | 7 |  | CTAComponent | 5491728 | 1 | Release | Each | 2.0 | POM wearable thimble |  |  | CCX
2386 | 6 | 5 |  | CTAComponent | 5460251 | 1 | Release | Each | 1.0 | Left grasp hand1e frame |  |  | CCX
2387 | 6 | 6 |  | CTAComponent | 5450657 | 1 | Release | Each | 1.0 | M4x10_GB973 |  |  | CCX
2388 | 6 | 4 |  | CTAComponent | 5451439 | 1 | Release | Each | 1.0 | Grasp handle column |  |  | CCX
2389 | 5 | 3 |  | CTAAssembly | 5439539 | 4 | Release | Each | 1.0 | Foot step assembly |  |  | CCX
2390 | 6 | 1 |  | CTAAssembly | 5449857 | 1 | Release | Each | 1.0 | Foot step board assembly |  |  | CCX
2391 | 7 | 2 |  | CTAComponent | 5436902 | 1 | Release | Each | 1.0 | Foot step board left support plate |  |  | CCX
2392 | 7 | 4 |  | CTAComponent | 5442994 | 1 | Release | Each | 1.0 | Foot step board right support plate |  |  | CCX
2393 | 7 | 3 |  | CTAComponent | 5447816 | 1 | Release | Each | 2.0 | Foot step board middle support plate |  |  | CCX
2394 | 7 | 1 |  | CTAComponent | 5448645 | 1 | Release | Each | 1.0 | Foot step board top plate |  |  | CCX
2395 | 7 | 6 |  | CTAComponent | 5462495 | 1 | Release | Each | 2.0 | Foot step board R angle plate |  |  | CCX
2396 | 7 | 7 |  | CTAComponent | 5494207 | 1 | Release | Each | 6.0 | Foot step support block |  |  | CCX
2397 | 7 | 5 |  | CTAComponent | 5439753 | 1 | Release | Each | 1.0 | Foot step board bottom plate |  |  | CCX
2398 | 6 | 8 |  | CTAComponent | 1000-M4C010-04 | 5 | Release | Each | 4.0 | Hexagon Socket Head Cap Screw, ISO 4762, M4-0.7, X10mm Long, Grade 8.8 Steel, Zinc Plated, RoHS Fastener | 11060-M4C10KCSC9Z6/912 10487-1000-M4C010-04 20589-10948-03231 24140-M4/10/SOHTCS/TC1D/DIN912 A0996-BN 4 M4 X 10mm CR6+FREE | ANIXTER OHTA FASTENAL COMPANY TR FORMAC DIV OF TR FASTENINGS BOSSARD | STM
2399 | 6 | 5 |  | CTAComponent | 1000-M5C016-04 | 5 | Release | Each | 6.0 | Hexagon Socket Head Cap Screw, M5-0.8, X16mm Long, Grade 8.8 Steel, Zinc Plated, RoHS Fastener | 11060-M5C16KCSC9Z6/912 24140-M5/16/SOHTCS/TC1D/DIN912 10487-1000-M5C016-04 20589-ZS2540016ZP0000 A0996-BN 4 M5 x 16mm CR6+FREE | ANIXTER TR FORMAC DIV OF TR FASTENINGS OHTA FASTENAL COMPANY BOSSARD | STM
2400 | 6 | 3 |  | CTAComponent | 5457212 | 1 | Release | Each | 2.0 | Foot step board nylon pillow |  |  | CCX
2401 | 6 | 2 |  | CTAAssembly | 5453109 | 1 | Release | Each | 1.0 | Foot step left support bracket |  |  | CCX
2402 | 7 | 4 |  | CTAComponent | 5496469 | 1 | Release | Each | 3.0 | Screw M4X8_GB79 |  |  | CCX
2403 | 7 | 2 |  | CTAComponent | 5441363 | 1 | Release | Each | 1.0 | Foot step left support pin |  |  | CCX
2404 | 7 | 1 |  | CTAComponent | 5458718 | 1 | Release | Each | 1.0 | Left bracket frame |  |  | CCX
2405 | 7 | 3 |  | CTAComponent | 5453111 | 1 | Release | Each | 1.0 | Foot step guide pin |  |  | CCX
2406 | 6 | 4 |  | CTAAssembly | 5461026 | 1 | Release | Each | 1.0 | Foot step right support bracket |  |  | CCX
2407 | 7 | 1 |  | CTAAssembly | 5443777 | 1 | Release | Each | 1.0 | Foot step locking assembly |  |  | CCX
2408 | 8 | 2 |  | CTAComponent | 5457211 | 1 | Release | Each | 1.0 | Foot step locking assembly frame |  |  | CCX
2409 | 8 | 3 |  | CTAComponent | 5439752 | 1 | Release | Each | 1.0 | Foot step locking assembly fixing shaft |  |  | CCX
2410 | 8 | 1 |  | CTAComponent | 5462494 | 1 | Release | Each | 1.0 | Foot step locking handle |  |  | CCX
2411 | 8 | 7 |  | CTAComponent | 3001-M6C-27 | 3 | Release | Each | 2.0 | Hexagon Thin Nut, ISO4035, M6-1.0, Grade 04 Steel, Zinc Plated, RoHS Fastener | 20589-10948-03713 24140-M6/-/HLST-/TC1D/DIN439B 11060-M6CNFJSTZ6/439B 24140-M6/-/HLST-/TC1/DIN439B A0996-BN124 M6 CR6+FREE | FASTENAL COMPANY TR FORMAC DIV OF TR FASTENINGS ANIXTER TR FORMAC DIV OF TR FASTENINGS BOSSARD | STM
2412 | 8 | 6 |  | CTAComponent | 2000-M6-02 | 3 | Release | Each | 1.0 | Flat Washer, ISO7089, M6, Steel 140HV, Zinc Plated, RoHS Fastener | 20589-10948-03441 A0996-BN715 M6 CR6 Free 11060-M6NWSFSTZ6/125A 24140-M6/-/PWSTWA/TC1 | FASTENAL COMPANY BOSSARD ANIXTER TR FORMAC DIV OF TR FASTENINGS | STM
2413 | 8 | 4 |  | CTAComponent | 5491729 | 1 | Release | Each | 2.0 | Disk spring 11.8x6.2 |  |  | CCX
2414 | 8 | 5 |  | CTAComponent | 5496470 | 1 | Release | Each | 1.0 | screw M3x8_GB79 |  |  | CCX
2415 | 7 | 3 |  | CTAComponent | 5453111 | 1 | Release | Each | 1.0 | Foot step guide pin |  |  | CCX
2416 | 7 | 5 |  | CTAComponent | 5456434 | 1 | Release | Each | 1.0 | Foot step locking assembly cover |  |  | CCX
2417 | 7 | 4 |  | CTAComponent | 5460253 | 1 | Release | Each | 1.0 | Foot step right support pin |  |  | CCX
2418 | 7 | 2 |  | CTAComponent | 5436901 | 1 | Release | Each | 1.0 | Foot step right support bracket |  |  | CCX
2419 | 7 | 7 |  | CTAComponent | 5496469 | 1 | Release | Each | 3.0 | Screw M4X8_GB79 |  |  | CCX
2420 | 7 | 9 |  | CTAComponent | 2000-M4-02 | 6 | Release | Each | 4.0 | Flat Washer, ISO7089, M4, Steel 140HV, Zinc Plated, RoHS Fastener | A0996-BN715 M4 CR6 Free 10487-2000-M4-02 11060-M4NWSFSTZ6/125A 20589-10948-03439 24140-M4/-/PWSTWA/TC1/ISO7089 | BOSSARD OHTA ANIXTER FASTENAL COMPANY TR FORMAC DIV OF TR FASTENINGS | STM
2421 | 7 | 10 |  | CTAComponent | C2106-M4-02 | 3 | Release | Each | 2.0 | Spring Lock Washer, M4, Zinc plated, Rohs Fastener | 24140-C2106-M4-02 | TR FORMAC DIV OF TR FASTENINGS | HLE
2422 | 7 | 6 |  | CTAComponent | 1000-M4C016-04 | 4 | Release | Each | 2.0 | Hexagon Socket Head Cap Screw, M4-0.7, X16mm Long, Grade 8.8 Steel, Zinc Plated, RoHS Fastener | 20589-10948-03233 24140-M4/16/SOHTCS/TC1D/DIN912 10487-1000-M4C016-04 11060-M4C16KCSC9Z6/912 A0996-BN 4 M4 x 16mm CR6+FREE | FASTENAL COMPANY TR FORMAC DIV OF TR FASTENINGS OHTA ANIXTER BOSSARD | STM
2423 | 7 | 8 |  | CTAComponent | 1010-M3C008-14 | 1 | Release | Each | 2.0 | Phillips Flat Head Screw, ISO 7046, M3-0.5, X8mm Long, Grade 4.8 Steel, Zinc Plated, RoHS Fastener | 20589-10948-03502 11060-M3C8MXFSTZ6/965A | FASTENAL COMPANY ANIXTER | STM
2424 | 6 | 6 |  | CTAComponent | 2000-M5-02 | 3 | Release | Each | 6.0 | Flat Washer, ISO7089, M5, Steel 140HV, Zinc Plated, RoHS Fastener | 11060-M5NWSFSTZ6/125A A0996-BN715 M5 CR6 Free 24140-M5/-/PWSTWA/TC1 20589-10948-03440 | ANIXTER BOSSARD TR FORMAC DIV OF TR FASTENINGS FASTENAL COMPANY | STM
2425 | 6 | 7 |  | CTAComponent | 2106-M5-14 | 1 | Release | Each | 6.0 | Spring Lock Washer with Flat Ends JIS B1251, M5, Spring Stainless Steel, Rohs Fastener | 24140-2106-M5-14 | TR FORMAC DIV OF TR FASTENINGS | STM
2426 | 5 | 2 |  | CTAAssembly | 5445185 | 4 | Release | Each | 1.0 | Left shoulder pad assembly |  |  | CCX
2427 | 6 | 1 |  | CTAComponent | 5440513 | 1 | Release | Each | 1.0 | Shoulder fix main frame |  |  | CCX
2428 | 6 | 6 |  | CTAComponent | 5438186 | 1 | Release | Each | 1.0 | Knob support tray base |  |  | CCX
2429 | 6 | 9 |  | CTAComponent | 5450657 | 1 | Release | Each | 1.0 | M4x10_GB973 |  |  | CCX
2430 | 6 | 8 |  | CTAComponent | 5449400 | 1 | Release | Each | 1.0 | Shoulder pad adjusting knob |  |  | CCX
2431 | 6 | 3 |  | CTAComponent | 5444569 | 1 | Release | Each | 1.0 | Shoulder fix knob assembly |  |  | CCX
2432 | 6 | 7 |  | CTAComponent | 5442184 | 1 | Release | Each | 1.0 | Knob PU support tray |  |  | CCX
2433 | 6 | 10 |  | CTAComponent | 5457979 | 1 | Release | Each | 1.0 | Shoulder pad adjusting thimble |  |  | HLE
2434 | 6 | 4 |  | CTAComponent | 5473622 | 1 | Release | Each | 1.0 | Left shoulder pad fix plate |  |  | CCX
2435 | 6 | 5 |  | CTAComponent | 5454762 | 1 | Release | Each | 1.0 | Left shoulder pad |  |  | CCX
2436 | 6 | 2 |  | CTAComponent | 5452280 | 1 | Release | Each | 1.0 | Shoulder adjustinging frame |  |  | CCX
2437 | 6 | 14 |  | CTAComponent | 1000-M4C014-04 | 1 | Release | Each | 2.0 | Hexagon Socket Head Cap Screw, M4-0.7, X14mm Long, Grade 8.8 Steel, Zinc Plated, RoHS Fastener | 11060-M4C14KCSC9Z6/912 A0996-BN 4 M10 x 14mm CR6+FREE 24140-M4/14/SOHTCS/TC1D/ISO4762 | ANIXTER BOSSARD TR FORMAC DIV OF TR FASTENINGS | STM
2438 | 6 | 15 |  | CTAComponent | 1000-M5C016-04 | 5 | Release | Each | 1.0 | Hexagon Socket Head Cap Screw, M5-0.8, X16mm Long, Grade 8.8 Steel, Zinc Plated, RoHS Fastener | 11060-M5C16KCSC9Z6/912 24140-M5/16/SOHTCS/TC1D/DIN912 10487-1000-M5C016-04 20589-ZS2540016ZP0000 A0996-BN 4 M5 x 16mm CR6+FREE | ANIXTER TR FORMAC DIV OF TR FASTENINGS OHTA FASTENAL COMPANY BOSSARD | STM
2439 | 6 | 12 |  | CTAComponent | 5491728 | 1 | Release | Each | 4.0 | POM wearable thimble |  |  | CCX
2440 | 6 | 13 |  | CTAComponent | 1000-M4C010-04 | 5 | Release | Each | 2.0 | Hexagon Socket Head Cap Screw, ISO 4762, M4-0.7, X10mm Long, Grade 8.8 Steel, Zinc Plated, RoHS Fastener | 11060-M4C10KCSC9Z6/912 10487-1000-M4C010-04 20589-10948-03231 24140-M4/10/SOHTCS/TC1D/DIN912 A0996-BN 4 M4 X 10mm CR6+FREE | ANIXTER OHTA FASTENAL COMPANY TR FORMAC DIV OF TR FASTENINGS BOSSARD | STM
2441 | 6 | 11 |  | CTAComponent | 5473623 | 1 | Release | Each | 1.0 | left shoulder rear cover |  |  | CCX
2442 | 6 | 19 |  | CTAComponent | 2106-M5-14 | 1 | Release | Each | 1.0 | Spring Lock Washer with Flat Ends JIS B1251, M5, Spring Stainless Steel, Rohs Fastener | 24140-2106-M5-14 | TR FORMAC DIV OF TR FASTENINGS | STM
2443 | 6 | 18 |  | CTAComponent | 2000-M5-02 | 3 | Release | Each | 1.0 | Flat Washer, ISO7089, M5, Steel 140HV, Zinc Plated, RoHS Fastener | 11060-M5NWSFSTZ6/125A A0996-BN715 M5 CR6 Free 24140-M5/-/PWSTWA/TC1 20589-10948-03440 | ANIXTER BOSSARD TR FORMAC DIV OF TR FASTENINGS FASTENAL COMPANY | STM
2444 | 6 | 17 |  | CTAComponent | 1010-M4C008-14 | 1 | Release | Each | 6.0 | Phillips Flat Head Screw, ISO 7046, M4-0.7, X8mm Long, Grade 4.8 Steel, Zinc Plated, RoHS Fastener | 20589-10948-03507 11060-M4C8MXFSTZ6/965A | FASTENAL COMPANY ANIXTER | STM
2445 | 6 | 16 |  | CTAComponent | 1043-M4C006-37 | 1 | Release | Each | 1.0 | Hexagon Socket Set Screws with Dog Point, ISO 4028, M4-0.7, X6mm Long, A2-21H Stainless Steel, Passivate, RoHS Fastener | A0996-BN619 M4 x 6mm CR6+FREE 11060-M4C6KKDSJ/915 24140-M4/6/HSA2DP/SF/GB79 | BOSSARD ANIXTER TR FORMAC DIV OF TR FASTENINGS | STM
2446 | 4 | 4 |  | CTACircuitBoard | 5440559 | 4 | Release | Each | 1.0 | PT800+ Xray Board PWA |  |  | HLE
2447 | 5 |  | J11,J332,J342 | CTAOOC | 46-221703P17 | 2 | Not Recommended | Each | 3.0 | 025 POS 50 CONT .100 SPACING STRAIGHT W/LONG LATCHES 4-WALL AMP PART IS RESTRICTED DUE TO THE FA CT THAT IT REQUIRES A .250 LONG SCRE W TO RETAIN IT. | 00266 3433-6303 00266 3433-6603 02973 IDH-50PK1-S4-TG30 | 3M (MINNESOTA MINING MFG) 3M (MINNESOTA MINING MFG) ROBINSON NUGENT INC | STA
2448 | 5 |  | VR4 | CTAOOC | 46-312356P2 | 2 | Restricted | Each | 1.0 | VOLTAGE REFERENCE 5 VOLTS .05 PERCENT 5 PP SO8 | 01649-AD586LRZ | ANALOG DEVICES, INC. | STE
2449 | 5 |  | R19,R27,R28,R33 | CTAOOC | 46-312792P5 | 5 | Standard | Each | 4.0 | RESISTOR 49.9 OHMS 1 % .125 WATTS 100 PPM/DEGREE C 100V 0805 PACKAGE L .079 W .050 T .018 | 00006-WCR0805LF49R9F 11623-NRC10F49R9TRF 05498-MC080549R9FTW 18981-CRCW080549R9FKE 06725-RK73H2ATTD49R9F | IRC NIC COMPONENTS CORPORATION RCD COMPONENTS INC. VISHAY KOA | STE
2450 | 5 |  | R29-R32,R68-R71,R76-R79,R82-R85,R90-R93 | CTAOOC | 46-312792P7 | 4 | Standard | Each | 20.0 | RESISTOR 10k OHMS 1 PERCENT .125 WATTS SURFACE MOUNTING 0805 PACKAGE 100 PPM/DEGREE C 100V L .079 W .050 T .018 | 11623-NRC10F1002TRF 05498-MC08051002FTW 18981-CRCW080510K0FKE 00006-WCR0805LF1002F 06725-RK73H2ATTD1002F | NIC COMPONENTS CORPORATION RCD COMPONENTS INC. VISHAY IRC KOA | STE
2451 | 5 |  | R44,R47,R53,R59 | CTAOOC | 46-312792P1 | 6 | Standard | Each | 4.0 | RESISTOR 0 OHM 1PERCENT 125MW 0805 JUMPER SURFACE MOUNTING 0 OHM L .079 W .050 T .018 | 18981-CRCW08050000Z0E 06725-RK73Z2AT 05498-ZC0805TW | VISHAY KOA RCD COMPONENTS INC. | STE
2452 | 5 |  | TP0-TP3 | CTAOOC | 46-301752P5 | 3 | Standard | Each | 4.0 | CONNECTOR 1 CONTACTS SURFACE MOUNT PRINTED CIRCUIT TEST POINTS | 04947 5016 ZZC70-TP-107-02-1-T | KEYSTONE ELECTRONICS CORP COMPONENTS CORPORATION | STE
2453 | 5 |  | J1 | CTAOOC | 46-296085P3 | 1 | Restricted | Each | 1.0 | CONNECTOR 4 CONTACTS FOR GOLD PLATED CONTACTS SEE 46-2218 60P3. | 18996-641968-1 | TE CONNECTIVITY | STE
2454 | 5 |  | D1-D12 | CTAOOC | 46-315841P2 | 1 | Standard | Each | 12.0 | SEMICONDUCTOR:DIODE 75 VOLTS 200m AM HIGH CONDUCTANCE LOW LEAKAGE SOT-23 | 18846-BAS116LT1G | ON SEMICONDUCTOR | STE
2455 | 5 |  | R11,R12,R37,R38 | CTAOOC | 46-312792P117 | 5 | Standard | Each | 4.0 | RESISTOR 3.16k OHMS 1 % .125 WATTS | 11962-RC0805FR-073K16L 00006-WCR0805LF3161F 05498-MC08053161FTW 18981-CRCW08053K16FKE 06725-RK73H2ATTD3161F 02254-MCR10EZPF3161 | YAGEO IRC RCD COMPONENTS INC. VISHAY KOA ROHM | STE
2456 | 5 |  | R13-R16 | CTAOOC | 46-312792P24 | 3 | Standard | Each | 4.0 | RESISTOR 20k OHMS 1 PERCENT .125 WATTS | 06725-RK73H2ATTD2002F 05498-MC08052002FTW 18981-CRCW080520K0FKE 00006-WCR0805LF2002F | KOA RCD COMPONENTS INC. VISHAY IRC | STE
2457 | 5 |  | R17,R18,R20,R21 | CTAOOC | 46-312792P62 | 4 | Standard | Each | 4.0 | RESISTOR 2M OHMS 1 % .125 WATTS 100 VOLT 100 PPM TC 0805 PACKAGE | 00006-WCR0805LF2004F 18981-CRCW08052M00FKE 11623-NRC10F2004TRF 05498-MC08052004FT101W 02254-MCR10EZPF2004 | IRC VISHAY NIC COMPONENTS CORPORATION RCD COMPONENTS INC. ROHM | STE
2458 | 5 |  | R3-R10 | CTAOOC | 46-312792P81 | 6 | Standard | Each | 8.0 | RESISTOR 100 OHMS 1 PERCENT .125 WATTS 100 VOLT 100 PPM TC 0805 PACKAGE | 18981-CRCW0805100RFKE 11962-RC0805FR-07100RL 00006-WCR0805LF1000F 05498-MC08051000FTW 06725-RK73H2ATTD1000F 02254-MCR10EZPF1000 | VISHAY YAGEO IRC RCD COMPONENTS INC. KOA ROHM | STE
2459 | 5 |  | R51 | CTAOOC | 46-312792P113 | 4 | Standard | Each | 1.0 | RESISTOR 2.37k OHMS 1 PERCENT .1 WATTS 100 VOLT 100 PPM TC 0805 PACKAGE | 02254-MCR10EZPF2371 07092-ERJ-6ENF2371V 00006-WCR0805LF2371F 11962-RC0805FR-072K37L 05498-MC0805-2371-FTW 18981-CRCW08052K37FKE 06725-RK73H2ATTP2371F 10302-RMCF 1/10 2.37K 1% 10302-RMCF0805FT2K37 | ROHM PANASONIC IRC YAGEO RCD COMPONENTS INC. VISHAY KOA SEI SEI | STE
2460 | 5 |  | R22-R25 | CTAOOC | 46-312792P41 | 3 | Standard | Each | 4.0 | RESISTOR 1M OHMS 1 % .125 WATTS | 18981-CRCW08051M00FKE 06725-RK73H2ATTD1004F 00006-WCR0805LF1004F 05498-MC08051004FTW | VISHAY KOA IRC RCD COMPONENTS INC. | STE
2461 | 5 |  | R1,R2,R35,R36,R39-R42,R45,R46,R49,R50,R60-R64,R80,R88 | CTAOOC | 46-312792P13 | 4 | Standard | Each | 19.0 | RESISTOR 1k OHMS 1 PERCENT .125 WATTS 0805 CASE SIZE | 11623-NRC10F1001TRF 05498-MC08051001FTW 18981-CRCW08051K00FKE 06725-RK73H2ATTD1001F 00006-WCR0805LF1001F | NIC COMPONENTS CORPORATION RCD COMPONENTS INC. VISHAY KOA IRC | STE
2462 | 5 |  | R48,R55,R67,R72-R74,R86,R87 | CTAOOC | 46-312792P11 | 4 | Standard | Each | 8.0 | RESISTOR 2k OHMS 1 % .125 WATTS 100V 100PPM/C | 18981-CRCW08052K00FKE 11623-NRC10F2001TRF 00006-WCR0805LF2001F 06725-RK73H2ATTD2001F 05498-MC08052001FTW | VISHAY NIC COMPONENTS CORPORATION IRC KOA RCD COMPONENTS INC. | STE
2463 | 5 |  | U1,U8 | CTAOOC | 2154024 | 2 | Standard | Each | 2.0 | INT RECEIV 26C32 SO16 .15 SMD | 00495-AM26C32IDE4 00036-DS26C32ATM NOPB 00495-DS26C32ATM NOPB | TEXAS INSTRUMENTS NATIONAL SEMICONDUCTOR TEXAS INSTRUMENTS | STE
2464 | 5 |  | AR1-AR5 | CTAOOC | 2110206-2 | 1 | Standard | Each | 5.0 | AMPLIFIER OP AMP LM324 QUAD AMPLIFIER_NEW QUAD LOW POWER DIFFERENTIAL INPUT OPERATIONAL AMPLIFIER LM324A 14-PIN DIP | 18846-LM324ADG | ON SEMICONDUCTOR | STE
2465 | 5 |  | U3 | CTAOOC | 2138960-2 | 1 | Restricted | Each | 1.0 | ANALOG SWITCH AND MUX ANALOG MUX 4-CHANNEL DIFFERENTIAL BREAK-BEFORE- MAKE ANALOG MUX SOP16 THIS PART HAS A SETTLING ACCURACY OF LESS THEN 10PPM AT 18 USEC USE 2138960 FOR STANDARD PART | 18981-DG409DY-E3 | VISHAY | STE
2466 | 5 |  | U4-U7,U9-U12 | CTAOOC | 2154023 | 2 | Standard | Each | 8.0 | INT DRIVER LIGN 26C31 SO16 .15 SMD | 00036-DS26C31TM NOPB 00495-AM26C31IDE4 00495-DS26C31TM NOPB | NATIONAL SEMICONDUCTOR TEXAS INSTRUMENTS TEXAS INSTRUMENTS | STE
2467 | 5 |  | U15 | CTAOOC | 2105421 | 1 | Restricted | Each | 1.0 | AMPLIFIER 2 EACH 2 PPM-DEG C 5.2 VOL SINGLE SUPPLY, RAIL TO RAIL LOW POWERFET-INPUT OP AMP | 01649-AD822BRZ | ANALOG DEVICES, INC. | STE
2468 | 5 |  | U2,U13 | CTAOOC | 2103629 | 2 | Standard | Each | 2.0 | ANALOG SWITCH AND MUX ANALOG MUX | 18981-DG408DY-E3 | VISHAY | STE
2469 | 5 |  | DS1,DS2 | CTAOOC | 2279219-2 | 1 | Standard | Each | 2.0 | LED GREEN LTST-C190G 0603 SMD | 18802 AP1608SGC 00941 HSMG-C190 11520 LTST-C190GKT 09050 PG1111C | KINGBRIGHT AVAGO TECHNOLOGIES LITE-ON STANLEY ELECTRIC CO LTD | STE
2470 | 5 |  | C1,C26,C27 | CTAOOC | 2378169 | 3 | Standard | Each | 3.0 | U6214CS CAPACITOR FIXED 100U FARADS | 07092-EEEHA1V101XP 06533-UWZ1V101MCL1GS 10220-EMVE350ADA101MF80G | PANASONIC NICHICON CORPORATION CHEMI-CON | STE
2471 | 5 |  | C2-C13,C18-C25 | CTAOOC | 2187107-6 | 3 | Not Recommended | Each | 20.0 | CAPACITOR FIXED .1u FARADS 50 VOLTS | 08390 C0805C104K5RAC 07945-CL21B104KBCNNNC | KEMET SAMSUNG | STE
2472 | 5 |  | C30,C32-C37,C40-C47 | CTAOOC | 2235239-6 | 2 | Standard | Each | 15.0 | CAPACITOR X7R 100NF 10% 16V 0603 | 08390 C0603C104K4RAC 18981-VJ0603Y104KXJ 11962-CC0603KRX7R7BB104 19214-0603YC104KAT | KEMET VISHAY YAGEO AVX/KYOCERA | STE
2473 | 5 |  | C28,C29,C38,C39 | CTAOOC | 2235239-22 | 2 | Standard | Each | 4.0 | CAPACITOR 1U, 10 PERCENT, 16V, CERAMIC, X7R, 0603 | 03041-C1608X7R1C105K 19214-0603YC105KAT2A 08390-C0603C105K4RAC 02862-GRM188R71C105KA12 03041-C1608X7R1C105K080AC | TDK AVX/KYOCERA KEMET MURATA TDK | STE
2474 | 5 |  | J82 | CTAOOC | 2256875-9 | 1 | Not Recommended | Each | 1.0 | CONNEC 4.2-5566 2X6C STR PLU-TIN+PEG. WARNING: Unknown Whisker Risk | 01525 39-29-9122 18996-1-794307-1 | MOLEX TE CONNECTIVITY | STE
2475 | 5 |  | C31 | CTAOOC | 2183937-10 | 3 | Standard | Each | 1.0 | CAPA TANT 10UF 10% 25V 6032 | 08390-T491C106K025AT 08390-B45196H5106K30 18981-293D106X9025C2TE3 19214-TAJC106K025RNJ | KEMET KEMET VISHAY AVX/KYOCERA | STE
2476 | 5 |  | C14-C17 | CTAOOC | 2187107-3 | 1 | Standard | Each | 4.0 | CAPACITOR FIXED .01u FARADS 50 VOLTS | 08390 C0805C103K5RAC 19214-08055C103KAT | KEMET AVX/KYOCERA | STE
2477 | 5 |  | R56-R58,VR9-VR11 | CTAOOC | 2182276-6 | 1 | Not Recommended | Each | 6.0 | RESISTOR 5k OHMS 10 PERCENT 400m WATTS. WARNING: Unknown Whisker Risk | 00078-3362P-1-502LF 01667-25PR5KLF 18981-T73YE502K | BOURNS BI TECHNOLOGIES VISHAY | STE
2478 | 5 |  | PWB | CTACircuitBoard | 5453164 | 1 | Release | Each | 1.0 | PT800+ XRAY board PWB |  |  | HLE
2479 | 6 |  | J1 | CTAOOC | 46-296085P3 | 1 | Restricted | Each | 1.0 | CONNECTOR 4 CONTACTS FOR GOLD PLATED CONTACTS SEE 46-2218 60P3. | 18996-641968-1 | TE CONNECTIVITY | STE
2480 | 6 |  | VR4 | CTAOOC | 46-312356P2 | 2 | Restricted | Each | 1.0 | VOLTAGE REFERENCE 5 VOLTS .05 PERCENT 5 PP SO8 | 01649-AD586LRZ | ANALOG DEVICES, INC. | STE
2481 | 6 |  | TP0-TP3 | CTAOOC | 46-301752P5 | 3 | Standard | Each | 4.0 | CONNECTOR 1 CONTACTS SURFACE MOUNT PRINTED CIRCUIT TEST POINTS | 04947 5016 ZZC70-TP-107-02-1-T | KEYSTONE ELECTRONICS CORP COMPONENTS CORPORATION | STE
2482 | 6 |  | J11,J332,J342 | CTAOOC | 46-221703P17 | 2 | Not Recommended | Each | 3.0 | 025 POS 50 CONT .100 SPACING STRAIGHT W/LONG LATCHES 4-WALL AMP PART IS RESTRICTED DUE TO THE FA CT THAT IT REQUIRES A .250 LONG SCRE W TO RETAIN IT. | 00266 3433-6303 00266 3433-6603 02973 IDH-50PK1-S4-TG30 | 3M (MINNESOTA MINING MFG) 3M (MINNESOTA MINING MFG) ROBINSON NUGENT INC | STA
2483 | 6 |  | R47,R52,R59 | CTAOOC | 46-312792P1 | 6 | Standard | Each | 3.0 | RESISTOR 0 OHM 1PERCENT 125MW 0805 JUMPER SURFACE MOUNTING 0 OHM L .079 W .050 T .018 | 18981-CRCW08050000Z0E 06725-RK73Z2AT 05498-ZC0805TW | VISHAY KOA RCD COMPONENTS INC. | STE
2484 | 6 |  | R1,R2,R35,R36,R41,R42,R45,R46,R49,R50,R60-R64 | CTAOOC | 46-312792P13 | 4 | Standard | Each | 15.0 | RESISTOR 1k OHMS 1 PERCENT .125 WATTS 0805 CASE SIZE | 11623-NRC10F1001TRF 05498-MC08051001FTW 18981-CRCW08051K00FKE 06725-RK73H2ATTD1001F 00006-WCR0805LF1001F | NIC COMPONENTS CORPORATION RCD COMPONENTS INC. VISHAY KOA IRC | STE
2485 | 6 |  | R13-R16 | CTAOOC | 46-312792P24 | 3 | Standard | Each | 4.0 | RESISTOR 20k OHMS 1 PERCENT .125 WATTS | 06725-RK73H2ATTD2002F 05498-MC08052002FTW 18981-CRCW080520K0FKE 00006-WCR0805LF2002F | KOA RCD COMPONENTS INC. VISHAY IRC | STE
2486 | 6 |  | R29-R32 | CTAOOC | 46-312792P7 | 4 | Standard | Each | 4.0 | RESISTOR 10k OHMS 1 PERCENT .125 WATTS SURFACE MOUNTING 0805 PACKAGE 100 PPM/DEGREE C 100V L .079 W .050 T .018 | 11623-NRC10F1002TRF 05498-MC08051002FTW 18981-CRCW080510K0FKE 00006-WCR0805LF1002F 06725-RK73H2ATTD1002F | NIC COMPONENTS CORPORATION RCD COMPONENTS INC. VISHAY IRC KOA | STE
2487 | 6 |  | R19,R27,R28,R33 | CTAOOC | 46-312792P5 | 5 | Standard | Each | 4.0 | RESISTOR 49.9 OHMS 1 % .125 WATTS 100 PPM/DEGREE C 100V 0805 PACKAGE L .079 W .050 T .018 | 00006-WCR0805LF49R9F 11623-NRC10F49R9TRF 05498-MC080549R9FTW 18981-CRCW080549R9FKE 06725-RK73H2ATTD49R9F | IRC NIC COMPONENTS CORPORATION RCD COMPONENTS INC. VISHAY KOA | STE
2488 | 6 |  | R17,R18,R20,R21 | CTAOOC | 46-312792P62 | 4 | Standard | Each | 4.0 | RESISTOR 2M OHMS 1 % .125 WATTS 100 VOLT 100 PPM TC 0805 PACKAGE | 00006-WCR0805LF2004F 18981-CRCW08052M00FKE 11623-NRC10F2004TRF 05498-MC08052004FT101W 02254-MCR10EZPF2004 | IRC VISHAY NIC COMPONENTS CORPORATION RCD COMPONENTS INC. ROHM | STE
2489 | 6 |  | R3-R10 | CTAOOC | 46-312792P81 | 6 | Standard | Each | 8.0 | RESISTOR 100 OHMS 1 PERCENT .125 WATTS 100 VOLT 100 PPM TC 0805 PACKAGE | 18981-CRCW0805100RFKE 11962-RC0805FR-07100RL 00006-WCR0805LF1000F 05498-MC08051000FTW 06725-RK73H2ATTD1000F 02254-MCR10EZPF1000 | VISHAY YAGEO IRC RCD COMPONENTS INC. KOA ROHM | STE
2490 | 6 |  | R22-R25 | CTAOOC | 46-312792P41 | 3 | Standard | Each | 4.0 | RESISTOR 1M OHMS 1 % .125 WATTS | 18981-CRCW08051M00FKE 06725-RK73H2ATTD1004F 00006-WCR0805LF1004F 05498-MC08051004FTW | VISHAY KOA IRC RCD COMPONENTS INC. | STE
2491 | 6 |  | R11,R12,R37-R40,R43,R44,R53,R54,R65,R66 | CTAOOC | 46-312792P117 | 5 | Standard | Each | 12.0 | RESISTOR 3.16k OHMS 1 % .125 WATTS | 11962-RC0805FR-073K16L 00006-WCR0805LF3161F 05498-MC08053161FTW 18981-CRCW08053K16FKE 06725-RK73H2ATTD3161F 02254-MCR10EZPF3161 | YAGEO IRC RCD COMPONENTS INC. VISHAY KOA ROHM | STE
2492 | 6 |  | U2,U13 | CTAOOC | 2103629 | 2 | Standard | Each | 2.0 | ANALOG SWITCH AND MUX ANALOG MUX | 18981-DG408DY-E3 | VISHAY | STE
2493 | 6 |  | D1-D12 | CTAOOC | 46-315841P2 | 1 | Standard | Each | 12.0 | SEMICONDUCTOR:DIODE 75 VOLTS 200m AM HIGH CONDUCTANCE LOW LEAKAGE SOT-23 | 18846-BAS116LT1G | ON SEMICONDUCTOR | STE
2494 | 6 |  | R51 | CTAOOC | 46-312792P113 | 4 | Standard | Each | 1.0 | RESISTOR 2.37k OHMS 1 PERCENT .1 WATTS 100 VOLT 100 PPM TC 0805 PACKAGE | 02254-MCR10EZPF2371 07092-ERJ-6ENF2371V 00006-WCR0805LF2371F 11962-RC0805FR-072K37L 05498-MC0805-2371-FTW 18981-CRCW08052K37FKE 06725-RK73H2ATTP2371F 10302-RMCF 1/10 2.37K 1% 10302-RMCF0805FT2K37 | ROHM PANASONIC IRC YAGEO RCD COMPONENTS INC. VISHAY KOA SEI SEI | STE
2495 | 6 |  | U3 | CTAOOC | 2138960-2 | 1 | Restricted | Each | 1.0 | ANALOG SWITCH AND MUX ANALOG MUX 4-CHANNEL DIFFERENTIAL BREAK-BEFORE- MAKE ANALOG MUX SOP16 THIS PART HAS A SETTLING ACCURACY OF LESS THEN 10PPM AT 18 USEC USE 2138960 FOR STANDARD PART | 18981-DG409DY-E3 | VISHAY | STE
2496 | 6 |  | U4-U7,U9-U12 | CTAOOC | 2154023 | 2 | Standard | Each | 8.0 | INT DRIVER LIGN 26C31 SO16 .15 SMD | 00036-DS26C31TM NOPB 00495-AM26C31IDE4 00495-DS26C31TM NOPB | NATIONAL SEMICONDUCTOR TEXAS INSTRUMENTS TEXAS INSTRUMENTS | STE
2497 | 6 |  | AR1 | CTAOOC | 2110206-2 | 1 | Standard | Each | 1.0 | AMPLIFIER OP AMP LM324 QUAD AMPLIFIER_NEW QUAD LOW POWER DIFFERENTIAL INPUT OPERATIONAL AMPLIFIER LM324A 14-PIN DIP | 18846-LM324ADG | ON SEMICONDUCTOR | STE
2498 | 6 |  | U15 | CTAOOC | 2105421 | 1 | Restricted | Each | 1.0 | AMPLIFIER 2 EACH 2 PPM-DEG C 5.2 VOL SINGLE SUPPLY, RAIL TO RAIL LOW POWERFET-INPUT OP AMP | 01649-AD822BRZ | ANALOG DEVICES, INC. | STE
2499 | 6 |  | R56-R58,VR9-VR11 | CTAOOC | 2182276-6 | 1 | Not Recommended | Each | 6.0 | RESISTOR 5k OHMS 10 PERCENT 400m WATTS. WARNING: Unknown Whisker Risk | 00078-3362P-1-502LF 01667-25PR5KLF 18981-T73YE502K | BOURNS BI TECHNOLOGIES VISHAY | STE
2500 | 6 |  | VR1-VR3,VR5-VR7 | CTAOOC | 2182276-4 | 1 | Not Recommended | Each | 6.0 | RESISTOR 1k OHMS 10 PERCENT 400m WATTS. WARNING: Unknown Whisker Risk | 01667-25PR1KLF 18981-T73YE102K 00078-3362P-1-102LF | BI TECHNOLOGIES VISHAY BOURNS | STE
2501 | 6 |  | U1,U8 | CTAOOC | 2154024 | 2 | Standard | Each | 2.0 | INT RECEIV 26C32 SO16 .15 SMD | 00495-AM26C32IDE4 00036-DS26C32ATM NOPB 00495-DS26C32ATM NOPB | TEXAS INSTRUMENTS NATIONAL SEMICONDUCTOR TEXAS INSTRUMENTS | STE
2502 | 6 |  | C14-C17 | CTAOOC | 2187107-3 | 1 | Standard | Each | 4.0 | CAPACITOR FIXED .01u FARADS 50 VOLTS | 08390 C0805C103K5RAC 19214-08055C103KAT | KEMET AVX/KYOCERA | STE
2503 | 6 |  | C2-C13,C18-C25 | CTAOOC | 2187107-6 | 3 | Not Recommended | Each | 20.0 | CAPACITOR FIXED .1u FARADS 50 VOLTS | 08390 C0805C104K5RAC 07945-CL21B104KBCNNNC | KEMET SAMSUNG | STE
2504 | 6 |  | C31 | CTAOOC | 2183937-10 | 3 | Standard | Each | 1.0 | CAPA TANT 10UF 10% 25V 6032 | 08390-T491C106K025AT 08390-B45196H5106K30 18981-293D106X9025C2TE3 19214-TAJC106K025RNJ | KEMET KEMET VISHAY AVX/KYOCERA | STE
2505 | 6 |  | C28,C29 | CTAOOC | 2235239-22 | 2 | Standard | Each | 2.0 | CAPACITOR 1U, 10 PERCENT, 16V, CERAMIC, X7R, 0603 | 03041-C1608X7R1C105K 19214-0603YC105KAT2A 08390-C0603C105K4RAC 02862-GRM188R71C105KA12 03041-C1608X7R1C105K080AC | TDK AVX/KYOCERA KEMET MURATA TDK | STE
2506 | 6 |  | J82 | CTAOOC | 2256875-9 | 1 | Not Recommended | Each | 1.0 | CONNEC 4.2-5566 2X6C STR PLU-TIN+PEG. WARNING: Unknown Whisker Risk | 01525 39-29-9122 18996-1-794307-1 | MOLEX TE CONNECTIVITY | STE
2507 | 6 |  | C30 | CTAOOC | 2235239-6 | 2 | Standard | Each | 1.0 | CAPACITOR X7R 100NF 10% 16V 0603 | 08390 C0603C104K4RAC 18981-VJ0603Y104KXJ 11962-CC0603KRX7R7BB104 19214-0603YC104KAT | KEMET VISHAY YAGEO AVX/KYOCERA | STE
2508 | 6 |  | C1,C26,C27 | CTAOOC | 2378169 | 3 | Standard | Each | 3.0 | U6214CS CAPACITOR FIXED 100U FARADS | 07092-EEEHA1V101XP 06533-UWZ1V101MCL1GS 10220-EMVE350ADA101MF80G | PANASONIC NICHICON CORPORATION CHEMI-CON | STE
2509 | 6 |  | R26,R34 | CTAOOC | 2338941-17 | 3 | Restricted | Each | 2.0 | RESISTOR 15.8k OHMS .1 Percent 100m WATTS 0805 SMT CHIP 15 PPM DEG C | 05498-BLU0805-1582-BT10W 00006-PCF-W0805LF-12-1582-B 18981-TNPW080515K8BXE 06725-RN732ATTD1582B10 | RCD COMPONENTS INC. IRC VISHAY KOA | STE
2510 | 6 |  | DS1,DS2 | CTAOOC | 2279219-2 | 1 | Standard | Each | 2.0 | LED GREEN LTST-C190G 0603 SMD | 18802 AP1608SGC 00941 HSMG-C190 11520 LTST-C190GKT 09050 PG1111C | KINGBRIGHT AVAGO TECHNOLOGIES LITE-ON STANLEY ELECTRIC CO LTD | STE
2511 | 6 |  | Q2,Q4 | CTAOOC | 5118750 | 3 | Standard | Each | 2.0 | TRANSISTOR PNP MJD32C DPAK 100V 3A 15W | 00124-MJD32CT4 07643-MJD32CTF | ST MICROELECTRONICS FAIRCHILD | STE
2512 | 6 |  | Q1,Q3 | CTAOOC | 5118749 | 3 | Standard | Each | 2.0 | TRANSISTOR NPN MJD31C DPAK 100V 3A 15W | 00124-MJD31C 07643-MJD31CTF | ST MICROELECTRONICS FAIRCHILD | STE
2513 | 6 |  | CR1-CR10 | CTAOOC | 2408243-2 | 1 | Restricted | Each | 10.0 | DIODE, TVS, BIDIRECTIONAL, 350W PEAK, 13.3V VZ, 11A PEAK, GBLC12C, SOD323 PACKAGE | 10289-GBLC12C-LF | PROTEK DEVICES | STE
2514 | 6 |  | U14 | CTAOOC | 5138662 | 2 | Standard | Each | 1.0 | CONVERTER DAC, 12 BIT, 50KHZ, 2 PER PKG, 10-LEAD MINI SMALL OUTLINE MSOP RM-10 PACKAGE | 01649-AD5322BRMZ | ANALOG DEVICES | STE
2515 | 5 |  | Q2,Q4 | CTAOOC | 5118750 | 3 | Standard | Each | 2.0 | TRANSISTOR PNP MJD32C DPAK 100V 3A 15W | 00124-MJD32CT4 07643-MJD32CTF | ST MICROELECTRONICS FAIRCHILD | STE
2516 | 5 |  | U14 | CTAOOC | 5138662 | 2 | Standard | Each | 1.0 | CONVERTER DAC, 12 BIT, 50KHZ, 2 PER PKG, 10-LEAD MINI SMALL OUTLINE MSOP RM-10 PACKAGE | 01649-AD5322BRMZ | ANALOG DEVICES | STE
2517 | 5 |  | Q1,Q3 | CTAOOC | 5118749 | 3 | Standard | Each | 2.0 | TRANSISTOR NPN MJD31C DPAK 100V 3A 15W | 00124-MJD31C 07643-MJD31CTF | ST MICROELECTRONICS FAIRCHILD | STE
2518 | 5 |  | CR1-CR10 | CTAOOC | 2408243-2 | 1 | Restricted | Each | 10.0 | DIODE, TVS, BIDIRECTIONAL, 350W PEAK, 13.3V VZ, 11A PEAK, GBLC12C, SOD323 PACKAGE | 10289-GBLC12C-LF | PROTEK DEVICES | STE
2519 | 4 | 1 |  | CTAAssembly | 5444849 | 12 | Release | Each | 1.0 | Positioning Table Assembly |  |  | CCX
2520 | 5 | 27 |  | CTAComponent | C1213-M4C008-14 | 1 | Release | Each | 13.0 | GB_T 9074.8，M4x8mm，Grade 4.8 Steel，Zinc finish，RoHS Fastener | 25114-M4/8/PPSTPS/TC1/GB9074.8 | TR FORMAC SHANGHAI PTE LTD | HLE
2521 | 5 | 21 |  | CTAComponent | 1000-M12C040-04 | 2 | Release | Each | 8.0 | Hexagon Socket Head Cap Screw, M12-1.75, X40mm Long, Grade 8.8 Steel, Zinc Plated, RoHS Fastener | 11060-M12C40KCSC9Z6/912 20589-10948-03249 10487-1000-M12C040-04 | ANIXTER FASTENAL COMPANY OHTA | STM
2522 | 5 | 33 |  | CTAComponent | 2203-M8-07 | 3 | Release | Each | 8.0 | Curved Lock Washer, DIN 128A, M8, Spring Steel, Zinc Plated, RoHS Fastener | 20589-10948-04153 11060-M8NLOCSTMZT/128A | FASTENAL COMPANY ANIXTER | STM
2523 | 5 | 24 |  | CTAComponent | 1000-M8C030-04 | 3 | Release | Each | 4.0 | Hexagon Socket Head Cap Screw, M8-1.25, X30mm Long, Grade 8.8 Steel, Zinc Plated, RoHS Fastener | 11060-M8C30KCSC9Z6/912 20589-ZS2580030ZP0000 24140-M8/30/SOHTCS/TC1D/DIN912 10487-1000-M8C030-04 | ANIXTER FASTENAL COMPANY TR FORMAC DIV OF TR FASTENINGS OHTA | STM
2524 | 5 | 5 |  | CTAComponent | 5449191 | 1 | Release | Each | 1.0 | Belt Polymax |  |  | HLE
2525 | 5 | 7 |  | CTAAssembly | 5446768 | 2 | Release | Each | 1.0 | Back Base Cover |  |  | HLE
2526 | 6 | 4 |  | CTAComponent | 5440486 | 1 | Release | Each | 1.0 | Cover For Protecting Mouse |  |  | HLE
2527 | 6 | 1 |  | CTAComponent | 5456417 | 2 | Release | Each | 1.0 | Back Base Cover I |  |  | HLE
2528 | 6 | 3 |  | CTAComponent | 5449842 | 1 | Release | Each | 1.0 | Joint Board |  |  | HLE
2529 | 6 | 2 |  | CTAComponent | 5444522 | 1 | Release | Each | 1.0 | Back Base Cover II |  |  | HLE
2530 | 6 | 5 |  | CTAComponent | C1213-M3C006-14 | 1 | Release | Each | 2.0 | GB_T 9074.8，M3x6mm，Grade 4.8 Steel，Zinc finish，RoHS Fastener | 25114-M3/6/PPSTPS/TC1/GB9074.8 | TR FORMAC SHANGHAI PTE LTD | HLE
2531 | 5 | 9 |  | CTAComponent | 5439529 | 3 | Release | Each | 1.0 | Middle Base Cover |  |  | HLE
2532 | 5 | 8 |  | CTAAssembly | 5459260 | 1 | Release | Each | 1.0 | Front Base Cover |  |  | HLE
2533 | 6 | 2 |  | CTAComponent | 5441341 | 1 | Release | Each | 1.0 | Front Base Cover II |  |  | HLE
2534 | 6 | 1 |  | CTAComponent | 5447803 | 2 | Release | Each | 1.0 | Front Base Cover I |  |  | HLE
2535 | 5 | 6 |  | CTAAssembly | 5460821 | 4 | Release | Each | 1.0 | Electric Control Unit |  |  | CCX
2536 | 6 | 13 |  | CTAComponent | 5436979 | 1 | Release | Each | 1.0 | PS800R table power relay |  |  | HLE
2537 | 6 | 6 |  | CTAComponent | 5440286 | 2 | Release | Each | 1.0 | terminal board |  |  | CCX
2538 | 6 | 5 |  | CTAAssembly | 5447579 | 1 | Release | Each | 1.0 | Transducer Cover For 1100W |  |  | CCX
2539 | 7 | 1 |  | CTAComponent | 5462461 | 1 | Release | Each | 1.0 | Shield box for 1100W |  |  | CCX
2540 | 7 | 3 |  | CTAComponent | C1213-M3C006-14 | 1 | Release | Each | 6.0 | GB_T 9074.8，M3x6mm，Grade 4.8 Steel，Zinc finish，RoHS Fastener | 25114-M3/6/PPSTPS/TC1/GB9074.8 | TR FORMAC SHANGHAI PTE LTD | HLE
2541 | 7 | 2 |  | CTAComponent | 5459448 | 1 | Release | Each | 1.0 | Cover piece for 1100W |  |  | CCX
2542 | 6 | 7 |  | CTAComponent | 5454576 | 2 | Release | Each | 1.0 | Transformer |  |  | CCX
2543 | 6 | 3 |  | CTAAssembly | 5453702 | 1 | Release | Each | 1.0 | Transducer Cover For 750W |  |  | CCX
2544 | 7 | 2 |  | CTAComponent | 5460992 | 1 | Release | Each | 1.0 | Cover piece for 750W |  |  | CCX
2545 | 7 | 3 |  | CTAComponent | C1213-M3C006-14 | 1 | Release | Each | 4.0 | GB_T 9074.8，M3x6mm，Grade 4.8 Steel，Zinc finish，RoHS Fastener | 25114-M3/6/PPSTPS/TC1/GB9074.8 | TR FORMAC SHANGHAI PTE LTD | HLE
2546 | 7 | 1 |  | CTAComponent | 5438148 | 1 | Release | Each | 1.0 | Shield Box For 750W |  |  | CCX
2547 | 6 | 9 |  | CTAComponent | 5168929 | 1 | Release | Each | 3.0 | copper socket |  |  | HLE
2548 | 6 | 15 |  | CTAComponent | 5462293 | 2 | Release | Each | 1.0 | Switch Power |  |  | CCX
2549 | 6 | 12 |  | CTAComponent | 5457946 | 1 | Release | Each | 9.0 | RICHCO FTH-7A1-RT FLAT TIE HOLDER 25.4x25.4x7.1mm, ACCOMODATES 5x2mm |  |  | HLE
2550 | 6 | 8 |  | CTAComponent | 5462129 | 2 | Release | Each | 1.0 | Switch power |  |  | CCX
2551 | 6 | 11 |  | CTAComponent | 5462290 | 1 | Release | Each | 1.0 | Copper Ground Bar |  |  | CCX
2552 | 6 | 10 |  | CTAComponent | 5457748 | 1 | Release | Each | 1.0 | Bracket for Copper Termination |  |  | CCX
2553 | 6 | 16 |  | CTAComponent | 1007-M4C012-14 | 1 | Release | Each | 5.0 | Phillips Pan Head Screw, ISO 7045, M4-0.7, X12mm Long, Grade 4.8 Steel, Zinc Plated, RoHS Fastener | 20589-10948-03571 11060-M4C12MXPSTZ6/7985 | FASTENAL COMPANY ANIXTER | STM
2554 | 6 | 17 |  | CTAComponent | 1007-M6C012-14 | 1 | Release | Each | 1.0 | Phillips Pan Head Screw, ISO 7045, M6-1, X12mm Long, Grade 4.8 Steel, Zinc Plated, RoHS Fastener | 20589-10948-03583 11060-M6C12MXPSTZ6/7985 | FASTENAL COMPANY ANIXTER | STM
2555 | 6 | 18 |  | CTAComponent | 1010-M4C006-14 | 2 | Release | Each | 9.0 | Phillips Flat Head Screw, ISO 7046, M4-0.7, X6mm Long, Grade 4.8 Steel, Zinc Plated, RoHS Fastener | 11060-M4C6MXFSTZ6/965A A0996-BN 388 M4-0.7 x 6mm CR6+FREE 12217-25030-109 | ANIXTER BOSSARD MIDWEST PRODUCTS & ENGINEERING | STM
2556 | 6 | 14 |  | CTAComponent | 5492790 | 1 | Release | Each | 1.0 | Transform Cover |  |  | CCX
2557 | 6 | 1 |  | CTAAssembly | 5492643 | 1 | Release | Each | 1.0 | Base Board welding For Electric Control Unit |  |  | CCX
2558 | 7 | 2 |  | CTAComponent | 5492644 | 1 | Release | Each | 1.0 | Connection board |  |  | CCX
2559 | 7 | 1 |  | CTAComponent | 5452884 | 1 | Release | Each | 1.0 | Base Board For Electric Control Unit |  |  | CCX
2560 | 6 | 26 |  | CTAComponent | 5445416-3 | 1 | Release | Each | 2.0 | AVID PRODUCTS STEEL P-CLAMP or R-clamp DIA7.9, WIDE9.7,19243 SCP-5-323-203 |  |  | HLE
2561 | 6 | 24 |  | CTAComponent | 5438742 | 2 | Release | Each | 5.0 | Fuse Holder |  |  | CCX
2562 | 6 | 25 |  | CTAComponent | 5445416-2 | 1 | Release | Each | 2.0 | AVID PRODUCTS STEEL P-CLAMP or R-clamp DIA6.4, WIDE9.7, 19243-SCP-4-323-203 |  |  | HLE
2563 | 6 | 23 |  | CTAComponent | 2000-M6-03 | 3 | Release | Each | 1.0 | Flat Washer, ISO7089, M6, Steel 200HV, Zinc Plated, RoHS Fastener | 20589-10948-03457 10487-2000-M6-03 11060-M6NWSFSTZ6/125ATP 24140-M6/-/PWSTWA/TC1/DIN125 | FASTENAL COMPANY OHTA ANIXTER TR FORMAC DIV OF TR FASTENINGS | STM
2564 | 6 | 19 |  | CTAComponent | C1213-M4C008-14 | 1 | Release | Each | 43.0 | GB_T 9074.8，M4x8mm，Grade 4.8 Steel，Zinc finish，RoHS Fastener | 25114-M4/8/PPSTPS/TC1/GB9074.8 | TR FORMAC SHANGHAI PTE LTD | HLE
2565 | 6 | 20 |  | CTAComponent | C1213-M4C012-14 | 1 | Release | Each | 8.0 | GB_T 9074.8，M4x12mm，Grade 4.8 Steel，Zinc finish，RoHS Fastener | 25114-M4/12/PPSTPS/TC1/GB9074.8 | TR FORMAC SHANGHAI PTE LTD | HLE
2566 | 6 | 22 |  | CTAComponent | C1213-M3C010-14 | 1 | Release | Each | 2.0 | GB_T 9074.8，M3x10mm，Grade 4.8 Steel，Zinc finish，RoHS Fastener | 25114-M3/10/PPSTPS/TC1/GB9074.8 | TR FORMAC SHANGHAI PTE LTD | HLE
2567 | 6 | 21 |  | CTAComponent | C1213-M4C025-14 | 1 | Release | Each | 2.0 | GB_T 9074.8，M4x25mm，Grade 4.8 Steel，Zinc finish，RoHS Fastener | 25114-M4/25/PPSTPS/TC1/GB9074.8 | TR FORMAC SHANGHAI PTE LTD | HLE
2568 | 6 | 2 |  | ECCCollectorPart | 5476828 | 3 | Release | Each | 1.0 | PT800+ tube frequency inverter collector |  |  | HLE
2569 | 7 |  | f1 | CTAComponent | 5458335 | 1 | Release | Each | 1.0 | PT800+ tube frequency inverter |  |  | HLE
2570 | 6 | 4 |  | ECCCollectorPart | 5476829 | 4 | Release | Each | 1.0 | PT800+ tilt frequency inverter collector |  |  | HLE
2571 | 7 |  | f3 | CTAComponent | 5462131 | 1 | Release | Each | 1.0 | PT800+ tilt frequency inverter |  |  | HLE
2572 | 5 | 4 |  | CTAAssembly | 5445977 | 4 | Release | Each | 1.0 | Tilting Motor Assembly |  |  | CCX
2573 | 6 | 8 |  | CTAComponent | 1006-M8C020-04 | 2 | Release | Each | 4.0 | Hexagon Head Screw, ISO 4017, M8-1.25, X20mm Long, Grade 8.8 Steel, Zinc Plated, RoHS Fastener | 20589-10948-03861 11060-M8C20HCSC9Z6/933 A0996-BN 56 M8 x 20mm CR6+FREE 24140-M8/20/HHHTMC/TC1/GB5783 | FASTENAL COMPANY ANIXTER BOSSARD TR FORMAC DIV OF TR FASTENINGS | STM
2574 | 6 | 9 |  | CTAComponent | 1006-M8C030-04 | 2 | Release | Each | 4.0 | Hexagon Head Screw, ISO 4017, M8-1.25, X30mm Long, Grade 8.8 Steel, Zinc Plated, RoHS Fastener | 11060-M8C30HCSC9Z6/933 20589-10948-03863 A0996-BN 56 M8 x 30mm CR6+FREE 24140-M8/30/HHHTMC/TC1/GB5783 | ANIXTER FASTENAL COMPANY BOSSARD TR FORMAC DIV OF TR FASTENINGS | STM
2575 | 6 | 12 |  | CTAComponent | 1000-M8C080-04 | 1 | Release | Each | 1.0 | Hexagon Socket Head Cap Screw, M8-1.25, X80mm Long, Grade 8.8 Steel, Zinc Plated, RoHS Fastener | 10487-1000-M8C080-04 | OHTA | STM
2576 | 6 | 13 |  | CTAComponent | 2000-M8-03 | 2 | Release | Each | 9.0 | Flat Washer, ISO7089, M8, Steel 200HV, Zinc Plated, RoHS Fastener | 11060-M8NWSFSTZ6/125ATP 20589-10948-03458 25114-2000-M8-03 | ANIXTER FASTENAL COMPANY TR FORMAC SHANGHAI PTE LTD | STM
2577 | 6 | 14 |  | CTAComponent | 2203-M8-07 | 3 | Release | Each | 4.0 | Curved Lock Washer, DIN 128A, M8, Spring Steel, Zinc Plated, RoHS Fastener | 20589-10948-04153 11060-M8NLOCSTMZT/128A | FASTENAL COMPANY ANIXTER | STM
2578 | 6 | 11 |  | CTAComponent | 1040-M5C008-27 | 2 | Release | Each | 2.0 | Hexagon Set Screw with Cup Point, M5-0.8, X8mm Long, Grade 45H Steel, Black Oxide RoHS Fastener | A0996-1032496 11060-M5C8KKCA1/916 20589-10948-04197 24140-M5/8/HSHTPC/BO1 | BOSSARD ANIXTER FASTENAL COMPANY TR FORMAC DIV OF TR FASTENINGS | STM
2579 | 6 | 7 |  | CTAComponent | 5439532 | 1 | Release | Each | 1.0 | U Pressing Board |  |  | CCX
2580 | 6 | 3 |  | CTAComponent | 5441943 | 1 | Release | Each | 4.0 | rubber washer |  |  | CCX
2581 | 6 | 5 |  | CTAComponent | 5438730 | 1 | Release | Each | 1.0 | 1100W Motor Belt Wheel |  |  | CCX
2582 | 6 | 17 |  | CTAComponent | 5436665 | 1 | Release | Each | 1.0 | Press Spring |  |  | CCX
2583 | 6 | 15 |  | CTAComponent | 5445416-2 | 1 | Release | Each | 1.0 | AVID PRODUCTS STEEL P-CLAMP or R-clamp DIA6.4, WIDE9.7, 19243-SCP-4-323-203 |  |  | HLE
2584 | 6 | 1 |  | CTAAssembly | 5455380 | 1 | Release | Each | 1.0 | Tilting Motor Base Board Welding Assembly |  |  | CCX
2585 | 7 | 2 |  | CTAComponent | 5461015 | 1 | Release | Each | 1.0 | Tilting Motor Base Board |  |  | CCX
2586 | 7 | 1 |  | CTAComponent | 5436892 | 1 | Release | Each | 1.0 | Spring Stopper |  |  | CCX
2587 | 6 | 2 |  | CTAAssembly | 5445173 | 1 | Release | Each | 1.0 | Titling Motor Slide Board Welding |  |  | CCX
2588 | 7 | 2 |  | CTAComponent | 5461014 | 1 | Release | Each | 1.0 | U block |  |  | CCX
2589 | 7 | 3 |  | CTAComponent | 3000-M8C-04 | 1 | Release | Each | 5.0 | Hexagon Nut, ISO4032, M8-1.25, Grade 8 Steel, Zinc Plated, RoHS Fastener | 20589-10948-03689 11060-M8CNFHSTZ6/934 | FASTENAL COMPANY ANIXTER | STM
2590 | 7 | 1 |  | CTAComponent | 5443767 | 1 | Release | Each | 1.0 | Titling Motor Slide Board |  |  | CCX
2591 | 6 | 10 |  | CTAComponent | C1213-M4C012-14 | 1 | Release | Each | 4.0 | GB_T 9074.8，M4x12mm，Grade 4.8 Steel，Zinc finish，RoHS Fastener | 25114-M4/12/PPSTPS/TC1/GB9074.8 | TR FORMAC SHANGHAI PTE LTD | HLE
2592 | 6 | 16 |  | CTAComponent | 5492575 | 1 | Release | Each | 2.0 | OD24 x H15MM |  |  | CCX
2593 | 6 | 4 |  | CTAComponent | 5460237 | 2 | Release | Each | 1.0 | PT800+ 1100W Motor |  |  | HLE
2594 | 5 | 32 |  | CTAComponent | 2203-M12-07 | 3 | Release | Each | 8.0 | Curved Lock Washer, DIN 128A, M12, Spring Steel, Zinc Plated, RoHS Fastener | 20589-10948-04155 11060-M12NLOCSTMZT/128A | FASTENAL COMPANY ANIXTER | STM
2595 | 5 | 2 |  | CTAAssembly | 5444314 | 4 | Release | Each | 1.0 | Cassette |  |  | CCX
2596 | 6 | 7 |  | CTAComponent | 1010-M4C006-14 | 2 | Release | Each | 11.0 | Phillips Flat Head Screw, ISO 7046, M4-0.7, X6mm Long, Grade 4.8 Steel, Zinc Plated, RoHS Fastener | 11060-M4C6MXFSTZ6/965A A0996-BN 388 M4-0.7 x 6mm CR6+FREE 12217-25030-109 | ANIXTER BOSSARD MIDWEST PRODUCTS & ENGINEERING | STM
2597 | 6 | 6 |  | CTAComponent | 1007-M4C010-14 | 2 | Release | Each | 7.0 | Phillips Pan Head Screw, ISO 7045, M4-0.7, X10mm Long, Grade 4.8 Steel, Zinc Plated, RoHS Fastener | 11060-M4C10MXPSTZ6/7985 20589-10948-03570 24140-M4/10/PPSTMC/TC1/ISO7045 | ANIXTER FASTENAL COMPANY TR FORMAC DIV OF TR FASTENINGS | STM
2598 | 6 | 5 |  | CTAComponent | 5457946 | 1 | Release | Each | 3.0 | RICHCO FTH-7A1-RT FLAT TIE HOLDER 25.4x25.4x7.1mm, ACCOMODATES 5x2mm |  |  | HLE
2599 | 6 | 1 |  | CTAAssembly | 5454751 | 1 | Release | Each | 1.0 | Cassette frame |  |  | CCX
2600 | 7 | 1 |  | CTAAssembly | 5448638 | 1 | Release | Each | 1.0 | Cassette base |  |  | CCX
2601 | 8 | 1 |  | CTAAssembly | 5460243 | 1 | Release | Each | 1.0 | Cassette bottom |  |  | CCX
2602 | 9 | 2 |  | CTAComponent | 5436100 | 1 | Release | Each | 1.0 | II bracket |  |  | CCX
2603 | 9 | 3 |  | CTAComponent | 5442983 | 1 | Release | Each | 2.0 | II bracket rib |  |  | CCX
2604 | 9 | 1 |  | CTAComponent | 5491734 | 1 | Release | Each | 1.0 | Cassette housing bottom cover |  |  | CCX
2605 | 9 | 5 |  | CTAAssembly | 5438950 | 1 | Release | Each | 1.0 | Cassette bottom frame |  |  | CCX
2606 | 10 | 2 |  | CTAComponent | 5457203 | 1 | Release | Each | 1.0 | Cassette frame top beam |  |  | CCX
2607 | 10 | 3 |  | CTAComponent | 5442174 | 1 | Release | Each | 1.0 | Cassette frame foot beam |  |  | CCX
2608 | 10 | 1 |  | CTAComponent | 5446206 | 1 | Release | Each | 3.0 | Cassette frame left beam |  |  | CCX
2609 | 10 | 5 |  | CTAComponent | 5453940 | 1 | Release | Each | 2.0 | Cassette frame rib |  |  | CCX
2610 | 10 | 6 |  | CTAComponent | 5454752 | 1 | Release | Each | 4.0 | Cassette install nut |  |  | CCX
2611 | 10 | 4 |  | CTAComponent | 5453097 | 1 | Release | Each | 2.0 | Colum install base |  |  | CCX
2612 | 9 | 4 |  | CTAComponent | 5449390 | 1 | Release | Each | 4.0 | Bolt |  |  | CCX
2613 | 8 | 3 |  | CTAComponent | 5447808 | 1 | Release | Each | 2.0 | Cassette beam cover |  |  | CCX
2614 | 8 | 2 |  | CTAAssembly | 5495565 | 1 | Release | Each | 1.0 | Cassette top cover assembly |  |  | CCX
2615 | 9 | 2 |  | CTAComponent | 5457202 | 1 | Release | Each | 4.0 | Grid bracket |  |  | CCX
2616 | 9 | 1 |  | CTAComponent | 5491733 | 1 | Release | Each | 1.0 | Cassette housing top cover |  |  | CCX
2617 | 7 | 4 |  | CTAComponent | 2000-M4-03 | 3 | Release | Each | 10.0 | FLAT WASHER - NORMAL SERIES, ISO 7089, M4 CLASS 200H STEEL, ZINC PLATED RoHS FASTENER | 24140-M4/-/PWSTWA/TC1/DIN125 10487-2000-M4-03 A0996-BN 343 M4 CR6+FREE 24432-11103691 11060-M4NWSFSTZ6/125ATP | TR FORMAC DIV OF TR FASTENINGS OHTA BOSSARD FASTENAL ANIXTER | STM
2618 | 7 | 3 |  | CTAComponent | 1007-M4C016-14 | 1 | Release | Each | 10.0 | Phillips Pan Head Screw, ISO 7045, M4-0.7, X16mm Long, Grade 4.8 Steel, Zinc Plated, RoHS Fastener | 20589-10948-03572 11060-M4C16MXPSTZ6/7985 | FASTENAL COMPANY ANIXTER | STM
2619 | 7 | 2 |  | CTAComponent | 5442982 | 1 | Release | Each | 2.0 | Tray rail |  |  | CCX
2620 | 7 | 5 |  | CTAComponent | C2106-M4-02 | 3 | Release | Each | 10.0 | Spring Lock Washer, M4, Zinc plated, Rohs Fastener | 24140-C2106-M4-02 | TR FORMAC DIV OF TR FASTENINGS | HLE
2621 | 6 | 3 |  | CTAComponent | 5442173 | 1 | Release | Each | 1.0 | Cassette bottom cover |  |  | CCX
2622 | 6 | 8 |  | CTAComponent | 2000-M4-03 | 3 | Release | Each | 7.0 | FLAT WASHER - NORMAL SERIES, ISO 7089, M4 CLASS 200H STEEL, ZINC PLATED RoHS FASTENER | 24140-M4/-/PWSTWA/TC1/DIN125 10487-2000-M4-03 A0996-BN 343 M4 CR6+FREE 24432-11103691 11060-M4NWSFSTZ6/125ATP | TR FORMAC DIV OF TR FASTENINGS OHTA BOSSARD FASTENAL ANIXTER | STM
2623 | 6 | 9 |  | CTAComponent | C2106-M4-02 | 3 | Release | Each | 7.0 | Spring Lock Washer, M4, Zinc plated, Rohs Fastener | 24140-C2106-M4-02 | TR FORMAC DIV OF TR FASTENINGS | HLE
2624 | 6 | 4 |  | CTAAssembly | 5495566 | 1 | Release | Each | 4.0 | Grid limiter |  |  | CCX
2625 | 7 | 2 |  | CTAComponent | 5491737 | 1 | Release | Each | 1.0 | Grid limiter buffer |  |  | CCX
2626 | 7 | 1 |  | CTAComponent | 5491736 | 1 | Release | Each | 1.0 | Grid limiter plate |  |  | CCX
2627 | 6 | 2 |  | CTAAssembly | 5491735 | 1 | Release | Each | 1.0 | Tray switch assembly |  |  | CCX
2628 | 7 | 3 |  | CTAComponent | 5436678 | 1 | Release | Each | 1.0 | MICRO SWITCH |  |  | HLE
2629 | 7 | 4 |  | CTAComponent | 5453710 | 2 | Release | Each | 1.0 | MICRO SWITCH |  |  | HLE
2630 | 7 | 5 |  | CTAComponent | 1007-M3C016-14 | 1 | Release | Each | 2.0 | Phillips Pan Head Screw, ISO 7045, M3-0.5, X16mm Long, Grade 4.8 Steel, Zinc Plated, RoHS Fastener | 20589-10948-03567 11060-M3C16MXPSTZ6/7985 | FASTENAL COMPANY ANIXTER | STM
2631 | 7 | 2 |  | CTAComponent | 5453099 | 1 | Release | Each | 1.0 | Buffer pad |  |  | CCX
2632 | 7 | 7 |  | CTAComponent | 2106-M3-05 | 2 | Release | Each | 2.0 | Spring Lock Washer with Flat Ends JIS B1251, M3, Spring Steel, Zinc Plated, Rohs Fastener | 24140-MEP M3/SPSTWA/TC1D/JIS B1251 | TR FORMAC DIV OF TR FASTENINGS | STM
2633 | 7 | 6 |  | CTAComponent | 2000-M3-03 | 2 | Release | Each | 2.0 | WASHER PLAIN - LARGE 3.2 MM 7 MM , HV200, Steel, Zinc plate RoHS Washer | 10487-2000-M3-03 23983-6083737 24140-200-M3-03 | OHTA BOSSARD CHINA TR FORMAC DIV OF TR FASTENINGS | STM
2634 | 7 | 8 |  | CTAComponent | 5442753 | 1 | Release | Each | 1.0 | insulation sheet |  |  | CCX
2635 | 7 | 1 |  | CTAComponent | 5498229 | 1 | Release | Each | 1.0 | Tray switch holder |  |  | CCX
2636 | 5 | 1 |  | CTAAssembly | 5450426 | 4 | Release | Each | 1.0 | Table Base Assembly |  |  | CCX
2637 | 6 | 5 |  | CTAAssembly | 5445966 | 1 | Release | Each | 1.0 | Slide frame |  |  | CCX
2638 | 7 | 2 |  | CTAComponent | 5455609 | 1 | Release | Each | 1.0 | Slide frame foot beam |  |  | CCX
2639 | 7 | 3 |  | CTAComponent | 5449849 | 1 | Release | Each | 2.0 | Slide frame top beam |  |  | CCX
2640 | 7 | 1 |  | CTAComponent | 5440506 | 1 | Release | Each | 1.0 | Slide frame right beam |  |  | CCX
2641 | 7 | 7 |  | CTAComponent | 5438178 | 1 | Release | Each | 3.0 | Rib |  |  | CCX
2642 | 7 | 4 |  | CTAComponent | 5457201 | 1 | Release | Each | 2.0 | Slide frame left beam |  |  | CCX
2643 | 7 | 5 |  | CTAComponent | 5454750 | 1 | Release | Each | 4.0 | Cassette holder |  |  | CCX
2644 | 7 | 6 |  | CTAComponent | 5450650 | 1 | Release | Each | 1.0 | Roller bracket |  |  | CCX
2645 | 7 | 9 |  | CTAComponent | 5462486 | 1 | Release | Each | 2.0 | Horizontal bearing bracket holder |  |  | CCX
2646 | 7 | 11 |  | CTAComponent | 5491738 | 1 | Release | Each | 4.0 | Cassette housing mounting rib |  |  | CCX
2647 | 7 | 10 |  | CTAComponent | 5437398 | 1 | Release | Each | 1.0 | Chain bracket |  |  | CCX
2648 | 7 | 8 |  | CTAComponent | 5448637 | 1 | Release | Each | 2.0 | Vertical bearing bracket holder |  |  | CCX
2649 | 6 | 1 |  | CTAAssembly | 5451214 | 1 | Release | Each | 1.0 | Base Assembly |  |  | CCX
2650 | 7 | 1 |  | CTAAssembly | 5456956 | 1 | Release | Each | 1.0 | Base Welding Assembly |  |  | CCX
2651 | 8 | 2 |  | CTAComponent | 5440482 | 1 | Release | Each | 1.0 | Dustpan Cover |  |  | CCX
2652 | 8 | 4 |  | CTAComponent | 5444519 | 1 | Release | Each | 1.0 | Middle Reinforce Board |  |  | CCX
2653 | 8 | 3 |  | CTAComponent | 5443738 | 1 | Release | Each | 1.0 | Front Reinforce Board |  |  | CCX
2654 | 8 | 1 |  | CTAComponent | 5436072 | 1 | Release | Each | 2.0 | Bottom Reinforce Board |  |  | CCX
2655 | 8 | 6 |  | CTAComponent | 5447787 | 1 | Release | Each | 1.0 | Triangle board |  |  | CCX
2656 | 8 | 8 |  | CTAComponent | 5457943 | 1 | Release | Each | 1.0 | Rear wall board |  |  | CCX
2657 | 8 | 7 |  | CTAComponent | 5452248 | 1 | Release | Each | 1.0 | Bottom board |  |  | CCX
2658 | 8 | 5 |  | CTAComponent | 5446179 | 1 | Release | Each | 1.0 | Front Wall Board |  |  | CCX
2659 | 7 | 4 |  | CTAComponent | 5453693 | 1 | Release | Each | 1.0 | bush |  |  | CCX
2660 | 7 | 6 |  | CTAComponent | 1000-M8C030-04 | 3 | Release | Each | 2.0 | Hexagon Socket Head Cap Screw, M8-1.25, X30mm Long, Grade 8.8 Steel, Zinc Plated, RoHS Fastener | 11060-M8C30KCSC9Z6/912 20589-ZS2580030ZP0000 24140-M8/30/SOHTCS/TC1D/DIN912 10487-1000-M8C030-04 | ANIXTER FASTENAL COMPANY TR FORMAC DIV OF TR FASTENINGS OHTA | STM
2661 | 7 | 5 |  | CTAComponent | 5456189 | 1 | Release | Each | 1.0 | PRESSING PLATE |  |  | CCX
2662 | 7 | 3 |  | CTAComponent | 5444316 | 1 | Release | Each | 1.0 | WASHER CIRCLE |  |  | CCX
2663 | 7 | 2 |  | CTAAssembly | 5453700 | 1 | Release | Each | 1.0 | Cable Clamp Assembly |  |  | CCX
2664 | 8 | 2 |  | CTAComponent | 5443740 | 1 | Release | Each | 1.0 | Base For Cable Clamp |  |  | CCX
2665 | 8 | 1 |  | CTAComponent | C1213-M4C012-14 | 1 | Release | Each | 2.0 | GB_T 9074.8，M4x12mm，Grade 4.8 Steel，Zinc finish，RoHS Fastener | 25114-M4/12/PPSTPS/TC1/GB9074.8 | TR FORMAC SHANGHAI PTE LTD | HLE
2666 | 8 | 3 |  | CTAComponent | 5446762 | 1 | Release | Each | 1.0 | Cover For Cable Clamp |  |  | CCX
2667 | 7 | 9 |  | CTAComponent | 1010-M4C012-14 | 2 | Release | Each | 6.0 | Phillips Flat Head Screw, ISO 7046, M4-0.7, X12mm Long, Grade 4.8 Steel, Zinc Plated, RoHS Fastener | 11060-M4C12MXFSTZ6/965A 20589-10948-03509 24140-M4/12/KPSTMC/TC1/DIN965 | ANIXTER FASTENAL COMPANY TR FORMAC DIV OF TR FASTENINGS | STM
2668 | 7 | 10 |  | CTAComponent | 2000-M10-03 | 2 | Release | Each | 2.0 | Flat Washer, ISO7089, M10, Steel 200HV, Zinc Plated, RoHS Fastener | 20589-10948-03459 11060-M10NWSFSTZ6/125ATP 10487-2000-M10-03 | FASTENAL COMPANY ANIXTER OHTA | STM
2669 | 7 | 8 |  | CTAComponent | C1213-M4C030-14 | 1 | Release | Each | 4.0 | GB_T 9074.8，M4x30mm，Grade 4.8 Steel，Zinc finish，RoHS Fastener | 25114-M4/30/PPSTPS/TC1/GB9074.8 | TR FORMAC SHANGHAI PTE LTD | HLE
2670 | 7 | 7 |  | CTAComponent | 1007-M4C012-14 | 1 | Release | Each | 4.0 | Phillips Pan Head Screw, ISO 7045, M4-0.7, X12mm Long, Grade 4.8 Steel, Zinc Plated, RoHS Fastener | 20589-10948-03571 11060-M4C12MXPSTZ6/7985 | FASTENAL COMPANY ANIXTER | STM
2671 | 7 | 14 |  | CTAComponent | 5492688 | 1 | Release | Each | 1.0 | GB_T93-1987, M18, Grade Normal Steel, Black Oxide finish, RoHS Fastener |  |  | CCX
2672 | 7 | 15 |  | CTAComponent | 5492689 | 1 | Release | Each | 2.0 | GB_T93-1987, M20, Grade Normal Steel, Black Oxide finish, RoHS Fastener |  |  | CCX
2673 | 7 | 12 |  | CTAComponent | 2000-M8-03 | 2 | Release | Each | 2.0 | Flat Washer, ISO7089, M8, Steel 200HV, Zinc Plated, RoHS Fastener | 11060-M8NWSFSTZ6/125ATP 20589-10948-03458 25114-2000-M8-03 | ANIXTER FASTENAL COMPANY TR FORMAC SHANGHAI PTE LTD | STM
2674 | 7 | 13 |  | CTAComponent | 2203-M10-07 | 2 | Release | Each | 2.0 | Curved Lock Washer, DIN 128A, M10, Spring Steel, Zinc Plated, RoHS Fastener | 20589-10948-04154 11060-M10NLOCSTZ6/128A | FASTENAL COMPANY ANIXTER | STM
2675 | 7 | 11 |  | CTAComponent | 2000-M20-03 | 1 | Release | Each | 2.0 | Flat Washer, ISO7089, M20, Steel 200HV, Zinc Plated, RoHS Fastener | 20589-10948-04411 11060-M20NWSFSTZ6/125ATH | FASTENAL COMPANY ANIXTER | STM
2676 | 7 | 18 |  | CTAComponent | 5444317 | 1 | Release | Each | 2.0 | CAM FOLLOWER CF10BUUR IKO |  |  | CCX
2677 | 7 | 17 |  | CTAComponent | 5457946 | 1 | Release | Each | 6.0 | RICHCO FTH-7A1-RT FLAT TIE HOLDER 25.4x25.4x7.1mm, ACCOMODATES 5x2mm |  |  | HLE
2678 | 7 | 16 |  | CTAComponent | 2203-M8-07 | 3 | Release | Each | 2.0 | Curved Lock Washer, DIN 128A, M8, Spring Steel, Zinc Plated, RoHS Fastener | 20589-10948-04153 11060-M8NLOCSTMZT/128A | FASTENAL COMPANY ANIXTER | STM
2679 | 7 | 20 |  | CTAComponent | 5456958 | 1 | Release | Each | 1.0 | CAM FOLLOWER CFE18VBUUR IKO |  |  | CCX
2680 | 7 | 19 |  | CTAComponent | 5462283 | 1 | Release | Each | 2.0 | CAM FOLLOWER CF20BUUR IKO |  |  | CCX
2681 | 6 | 4 |  | CTAAssembly | 5445967 | 1 | Release | Each | 1.0 | Vertical bearing top limiter |  |  | CCX
2682 | 7 | 1 |  | CTAComponent | 1040-M6C010-27 | 1 | Release | Each | 1.0 | Hexagon Set Screw with Cup Point, M6-1, X10mm Long, Grade 45H Steel, Black Oxide RoHS Fastener | 11060-M6C10KKCST/916 A0996-1032704 20589-10948-04201 | ANIXTER BOSSARD FASTENAL COMPANY | STM
2683 | 7 | 3 |  | CTAComponent | 5455605 | 1 | Release | Each | 1.0 | CAM FOLLOWER CF18BUU IKO |  |  | CCX
2684 | 7 | 4 |  | CTAComponent | 5456425 | 1 | Release | Each | 1.0 | Vertical bearing top limiter bracket |  |  | CCX
2685 | 7 | 2 |  | CTAComponent | 5456958 | 1 | Release | Each | 1.0 | CAM FOLLOWER CFE18VBUUR IKO |  |  | CCX
2686 | 6 | 3 |  | CTAAssembly | 5437173 | 1 | Release | Each | 1.0 | Gear Box Of Table Rotation |  |  | CCX
2687 | 7 | 2 |  | CTAComponent | 5457743 | 1 | Release | Each | 1.0 | Base Belt Wheel |  |  | CCX
2688 | 7 | 4 |  | CTAComponent | 1040-M5C008-27 | 2 | Release | Each | 1.0 | Hexagon Set Screw with Cup Point, M5-0.8, X8mm Long, Grade 45H Steel, Black Oxide RoHS Fastener | A0996-1032496 11060-M5C8KKCA1/916 20589-10948-04197 24140-M5/8/HSHTPC/BO1 | BOSSARD ANIXTER FASTENAL COMPANY TR FORMAC DIV OF TR FASTENINGS | STM
2689 | 7 | 3 |  | CTAAssembly | 5454528 | 1 | Release | Each | 1.0 | gear assembly |  |  | CCX
2690 | 8 | 2 |  | CTAComponent | 5441934 | 1 | Release | Each | 1.0 | Circlip for hole-GB893.1-86 75 Series Fastener Drawing RoHS Compliant |  |  | CCX
2691 | 8 | 4 |  | CTAComponent | 5450420 | 1 | Release | Each | 1.0 | bear flange |  |  | CCX
2692 | 8 | 3 |  | CTAComponent | 5492772 | 1 | Release | Each | 1.0 | Circlip for shaft-GB894.1-86 45 Series Fastener Drawing RoHS Compliant |  |  | CCX
2693 | 8 | 1 |  | CTAComponent | 5459256 | 1 | Release | Each | 1.0 | bear for base gear box |  |  | HLE
2694 | 8 | 5 |  | CTAComponent | 5437944 | 1 | Release | Each | 1.0 | PINION GEAR |  |  | CCX
2695 | 7 | 1 |  | CTAComponent | T310-2192 | 6 | Release | Each | 1.0 | REDUCTION UNT |  |  | HLE
2696 | 6 | 2 |  | CTAAssembly | 5457751 | 1 | Release | Each | 1.0 | Main Frame Assembly |  |  | CCX
2697 | 7 | 1 |  | CTAAssembly | 5437940 | 1 | Release | Each | 1.0 | main frame |  |  | CCX
2698 | 8 | 1 |  | CTAAssembly | 5444520 | 1 | Release | Each | 1.0 | Front wall welding assembly |  |  | CCX
2699 | 9 | 2 |  | CTAComponent | 5445374 | 1 | Release | Each | 1.0 | front wall part 2 |  |  | CCX
2700 | 9 | 3 |  | CTAComponent | 5448612 | 1 | Release | Each | 1.0 | front wall part 3 |  |  | CCX
2701 | 9 | 1 |  | CTAComponent | 5436868 | 1 | Release | Each | 1.0 | front wall part 1 |  |  | CCX
2702 | 9 | 5 |  | CTAComponent | 5446180 | 1 | Release | Each | 1.0 | front wall part 5 |  |  | CCX
2703 | 9 | 4 |  | CTAComponent | 5457171 | 1 | Release | Each | 1.0 | front wall part 4 |  |  | CCX
2704 | 8 | 4 |  | CTAComponent | 5445375 | 1 | Release | Each | 1.0 | frame part 2 |  |  | CCX
2705 | 8 | 3 |  | CTAAssembly | 5458690 | 1 | Release | Each | 1.0 | Back wall welding assembly |  |  | CCX
2706 | 9 | 1 |  | CTAComponent | 5460991 | 1 | Release | Each | 1.0 | back wall part part 1 |  |  | CCX
2707 | 9 | 2 |  | CTAComponent | 5451405 | 1 | Release | Each | 1.0 | back wall part part 2 |  |  | CCX
2708 | 9 | 3 |  | CTAComponent | 5457944 | 1 | Release | Each | 1.0 | back wall part part 3 |  |  | CCX
2709 | 9 | 4 |  | CTAComponent | 5461753 | 1 | Release | Each | 1.0 | back wall part part 4 |  |  | CCX
2710 | 9 | 5 |  | CTAComponent | 5443739 | 1 | Release | Each | 1.0 | back wall part part 5 |  |  | CCX
2711 | 9 | 6 |  | CTAComponent | 5462460 | 1 | Release | Each | 1.0 | back wall part part 6 |  |  | CCX
2712 | 9 | 7 |  | CTAComponent | 5442151 | 1 | Release | Each | 1.0 | back wall part part 7 |  |  | CCX
2713 | 9 | 8 |  | CTAComponent | 5444521 | 1 | Release | Each | 2.0 | back wall part part 8 |  |  | CCX
2714 | 9 | 9 |  | CTAComponent | 5448613 | 1 | Release | Each | 1.0 | back wall part part 9 |  |  | CCX
2715 | 9 | 10 |  | CTAComponent | 5453076 | 1 | Release | Each | 1.0 | back wall part part 10 |  |  | CCX
2716 | 9 | 11 |  | CTAComponent | 5436073 | 1 | Release | Each | 1.0 | back wall part part 11 |  |  | CCX
2717 | 9 | 12 |  | CTAComponent | 5440483 | 1 | Release | Each | 2.0 | back wall part part 12 |  |  | CCX
2718 | 9 | 13 |  | CTAComponent | 5459449 | 1 | Release | Each | 1.0 | back wall part 13 |  |  | CCX
2719 | 9 | 14 |  | CTAComponent | 5492693 | 1 | Release | Each | 3.0 | Back wall part 14 |  |  | CCX
2720 | 8 | 2 |  | CTAComponent | 5451406 | 1 | Release | Each | 1.0 | frame part 1 |  |  | CCX
2721 | 8 | 5 |  | CTAComponent | 5449365 | 1 | Release | Each | 1.0 | frame part 3 |  |  | CCX
2722 | 8 | 6 |  | CTAComponent | 5461754 | 1 | Release | Each | 1.0 | frame part 4 |  |  | CCX
2723 | 8 | 7 |  | CTAComponent | 5436869 | 1 | Release | Each | 2.0 | frame part 5 |  |  | CCX
2724 | 8 | 8 |  | CTAComponent | 5457172 | 1 | Release | Each | 2.0 | frame part 6 |  |  | CCX
2725 | 8 | 9 |  | CTAComponent | 5454721 | 1 | Release | Each | 1.0 | frame part 7 |  |  | CCX
2726 | 8 | 10 |  | CTAComponent | 5457945 | 1 | Release | Each | 1.0 | frame part 8 |  |  | CCX
2727 | 8 | 11 |  | CTAComponent | 5439712 | 1 | Release | Each | 1.0 | frame part 9 |  |  | CCX
2728 | 8 | 12 |  | CTAComponent | 5492694 | 1 | Release | Each | 3.0 | Frame part 10 |  |  | CCX
2729 | 7 | 4 |  | CTAComponent | 5452879 | 1 | Release | Each | 1.0 | limited block |  |  | CCX
2730 | 7 | 3 |  | CTAComponent | 5441936 | 1 | Release | Each | 1.0 | rail |  |  | CCX
2731 | 7 | 5 |  | CTAComponent | 5441114 | 1 | Release | Each | 3.0 | L joint |  |  | CCX
2732 | 7 | 2 |  | CTAComponent | 5439525 | 1 | Release | Each | 1.0 | SECTOR GEAR |  |  | CCX
2733 | 7 | 7 |  | CTAComponent | 5449641 | 1 | Release | Each | 1.0 | BOARD FOR ANGLE SWITCH |  |  | CCX
2734 | 7 | 9 |  | CTAComponent | 5439528 | 2 | Release | Each | 1.0 | -30 degree block |  |  | CCX
2735 | 7 | 8 |  | CTAComponent | 5441115 | 1 | Release | Each | 1.0 | 90 degree block |  |  | CCX
2736 | 7 | 10 |  | CTAComponent | 5441939 | 1 | Release | Each | 1.0 | joint bracket II for rubber protector |  |  | CCX
2737 | 7 | 6 |  | CTAComponent | 5439527 | 2 | Release | Each | 2.0 | L joint |  |  | CCX
2738 | 7 | 11 |  | CTAComponent | 5436661 | 1 | Release | Each | 1.0 | joint bracket I for rubber protector |  |  | CCX
2739 | 7 | 13 |  | CTAComponent | 5453694 | 1 | Release | Each | 1.0 | bracket of energy Chain |  |  | CCX
2740 | 7 | 14 |  | CTAComponent | 5446204 | 1 | Release | Each | 1.0 | Bracket II of Energy Chain |  |  | CCX
2741 | 7 | 15 |  | CTAAssembly | 5456961 | 1 | Release | Each | 1.0 | base board for column moving motor |  |  | CCX
2742 | 8 | 2 |  | CTAComponent | 5442750 | 1 | Release | Each | 1.0 | bracket of gear box |  |  | CCX
2743 | 8 | 1 |  | CTAComponent | 5441112 | 1 | Release | Each | 1.0 | base board |  |  | CCX
2744 | 8 | 3 |  | CTAComponent | 5492737 | 1 | Release | Each | 2.0 | end cover |  |  | CCX
2745 | 7 | 12 |  | CTAAssembly | 5446766 | 1 | Release | Each | 1.0 | cable clamp |  |  | CCX
2746 | 8 | 2 |  | CTAAssembly | 5453700 | 1 | Release | Each | 1.0 | Cable Clamp Assembly |  |  | CCX
2747 | 9 | 2 |  | CTAComponent | 5443740 | 1 | Release | Each | 1.0 | Base For Cable Clamp |  |  | CCX
2748 | 9 | 1 |  | CTAComponent | C1213-M4C012-14 | 1 | Release | Each | 2.0 | GB_T 9074.8，M4x12mm，Grade 4.8 Steel，Zinc finish，RoHS Fastener | 25114-M4/12/PPSTPS/TC1/GB9074.8 | TR FORMAC SHANGHAI PTE LTD | HLE
2749 | 9 | 3 |  | CTAComponent | 5446762 | 1 | Release | Each | 1.0 | Cover For Cable Clamp |  |  | CCX
2750 | 8 | 3 |  | CTAAssembly | 5457746 | 1 | Release | Each | 1.0 | base for cable clamp |  |  | CCX
2751 | 9 | 2 |  | CTAComponent | 5441352 | 1 | Release | Each | 1.0 | Joint Column |  |  | CCX
2752 | 9 | 1 |  | CTAComponent | 5449848 | 1 | Release | Each | 1.0 | Base Board |  |  | CCX
2753 | 8 | 1 |  | CTAComponent | 5492966 | 1 | Release | Each | 1.0 | Circlip for shaft-GB894.1-86 15 Series Fastener Drawing RoHS Compliant |  |  | CCX
2754 | 7 | 19 |  | CTAComponent | 5492717 | 1 | Release | Each | 1.0 | joint bracket |  |  | CCX
2755 | 7 | 17 |  | CTAComponent | 5492719 | 1 | Release | Each | 1.0 | Mechanical stopper for 90 degree |  |  | CCX
2756 | 7 | 18 |  | CTAComponent | 5492718 | 1 | Release | Each | 1.0 | Mechanical stopper for -30 degree |  |  | CCX
2757 | 7 | 16 |  | CTAComponent | 5437945 | 1 | Release | Each | 1.0 | slide board |  |  | CCX
2758 | 7 | 21 |  | CTAComponent | 1000-M12C025-07 | 1 | Release | Each | 3.0 | Hexagon Socket Head Cap Screw, M12-1.75, X25mm Long, Grade12.9 Steel, Black Oxide, RoHS Fastener | 20589-10948-03276 11060-M12C25KCSC4/912 A0996-1008900 | FASTENAL COMPANY ANIXTER BOSSARD | STM
2759 | 7 | 24 |  | CTAComponent | 1000-M6C016-04 | 4 | Release | Each | 6.0 | Hexagon Socket Head Cap Screw, M6-1, X16mm Long, Grade 8.8 Steel, Zinc Plated, RoHS Fastener | 20589-10948-03239 10487-1000-M6C016-04 24140-M6/16/SOHTCS/TC1D/DIN912 11060-M6C16KCSC9Z6/912 A0996-BN 4 M6 x 16mm CR6+FREE | FASTENAL COMPANY OHTA TR FORMAC DIV OF TR FASTENINGS ANIXTER BOSSARD | STM
2760 | 7 | 25 |  | CTAComponent | 1000-M8C016-04 | 3 | Release | Each | 17.0 | Hexagon Socket Head Cap Screw, M8-1.25, X16mm Long, Grade 8.8 Steel, Zinc Plated, RoHS Fastener | 11060-M8C16KCSC9Z6/912 20589-10948-04703 24140-M8/16/SOHTCS/TC1D/DIN912 10487-1000-M8C016-04 | ANIXTER FASTENAL COMPANY TR FORMAC DIV OF TR FASTENINGS OHTA | STM
2761 | 7 | 23 |  | CTAComponent | 1000-M5C025-04 | 3 | Release | Each | 2.0 | Hexagon Socket Head Cap Screw, M5-0.8, X25mm Long, Grade 8.8 Steel, Zinc Plated, RoHS Fastener | 11060-M5C25KCSC9Z6/912 25114-1000-M5C025-04 20589-11103214 10487-1000-M5C025-04 | ANIXTER TR FORMAC SHANGHAI PTE LTD FASTENAL COMPANY OHTA | STM
2762 | 7 | 22 |  | CTAComponent | 1000-M12C030-04 | 3 | Release | Each | 9.0 | Hexagon Socket Head Cap Screw, M12-1.75, X30mm Long, Grade 8.8 Steel, Zinc Plated, RoHS Fastener | 11060-M12C30KCSC9Z6/912 20589-10948-03247 24140-M12/30/HHSTBL/TC1D 10487-1000-M12C030-04 | ANIXTER FASTENAL COMPANY TR FORMAC DIV OF TR FASTENINGS OHTA | STM
2763 | 7 | 29 |  | CTAComponent | 2001-M6-03 | 2 | Release | Each | 4.0 | Large Flat Washer, ISO7093, M6, Steel 200HV, Zinc Plated, RoHS Fastener | 11060-M6NWFESTZ6/9021TH 20589-10948-03486 24140-M6/-/PWSTWA/TC1/ISO7093 | ANIXTER FASTENAL COMPANY TR FORMAC DIV OF TR FASTENINGS | STM
2764 | 7 | 27 |  | CTAComponent | C1213-M4C012-14 | 1 | Release | Each | 31.0 | GB_T 9074.8，M4x12mm，Grade 4.8 Steel，Zinc finish，RoHS Fastener | 25114-M4/12/PPSTPS/TC1/GB9074.8 | TR FORMAC SHANGHAI PTE LTD | HLE
2765 | 7 | 28 |  | CTAComponent | 2000-M12-03 | 1 | Release | Each | 3.0 | Flat Washer, ISO7089, M12, Steel 200HV, Zinc Plated, RoHS Fastener | 11060-M12NWSFSTZ6/125ATP 20589-10948-03460 | ANIXTER FASTENAL COMPANY | STM
2766 | 7 | 26 |  | CTAComponent | 1000-M8C065-04 | 1 | Release | Each | 1.0 | Hexagon Socket Head Cap Screw, M8-1.25, X65mm Long, Grade 8.8 Steel, Zinc Plated, RoHS Fastener | 10487-1000-M8C065-04 | OHTA | STM
2767 | 7 | 31 |  | CTAComponent | 2203-M12-07 | 3 | Release | Each | 3.0 | Curved Lock Washer, DIN 128A, M12, Spring Steel, Zinc Plated, RoHS Fastener | 20589-10948-04155 11060-M12NLOCSTMZT/128A | FASTENAL COMPANY ANIXTER | STM
2768 | 7 | 32 |  | CTAComponent | 2106-M5-14 | 1 | Release | Each | 2.0 | Spring Lock Washer with Flat Ends JIS B1251, M5, Spring Stainless Steel, Rohs Fastener | 24140-2106-M5-14 | TR FORMAC DIV OF TR FASTENINGS | STM
2769 | 7 | 33 |  | CTAComponent | 2203-M6-07 | 5 | Release | Each | 6.0 | Curved Lock Washer, DIN 128A, M6, Spring Steel, Zinc Plated, RoHS Fastener | 11060-M6NLOCSTZ6/128A A0996-BN 770 M6 CR6+FREE 24140-M6/-/SSSTWA/TC1D/DIN128A 20589-10948-04152 | ANIXTER BOSSARD TR FORMAC DIV OF TR FASTENINGS FASTENAL COMPANY | STM
2770 | 7 | 30 |  | CTAComponent | 2000-M8-03 | 2 | Release | Each | 1.0 | Flat Washer, ISO7089, M8, Steel 200HV, Zinc Plated, RoHS Fastener | 11060-M8NWSFSTZ6/125ATP 20589-10948-03458 25114-2000-M8-03 | ANIXTER FASTENAL COMPANY TR FORMAC SHANGHAI PTE LTD | STM
2771 | 7 | 37 |  | CTAComponent | C2106-M8-80 | 1 | Release | Each | 17.0 | GB_T 93，M8，Spring Steel，Black Oxide finish，RoHS Fastener | 25114-M8/-/SRSTWA/BO/GB93 | TR FORMAC SHANGHAI PTE LTD | HLE
2772 | 7 | 34 |  | CTAComponent | 2203-M8-07 | 3 | Release | Each | 1.0 | Curved Lock Washer, DIN 128A, M8, Spring Steel, Zinc Plated, RoHS Fastener | 20589-10948-04153 11060-M8NLOCSTMZT/128A | FASTENAL COMPANY ANIXTER | STM
2773 | 7 | 36 |  | CTAComponent | C2106-M12-02 | 1 | Release | Each | 7.0 | GB_T 93，M12，Spring Steel，Zinc finish，RoHS Fastener | 25114-M12/-/SRSTWA/TC1/GB93 | TR FORMAC SHANGHAI PTE LTD | HLE
2774 | 7 | 35 |  | CTAComponent | 5445416-2 | 1 | Release | Each | 1.0 | AVID PRODUCTS STEEL P-CLAMP or R-clamp DIA6.4, WIDE9.7, 19243-SCP-4-323-203 |  |  | HLE
2775 | 6 | 8 |  | CTAComponent | 5449179 | 1 | Release | Each | 2.0 | Roll adjust plate |  |  | CCX
2776 | 6 | 9 |  | CTAAssembly | 5436658 | 1 | Release | Each | 1.0 | Vertical bearing foot limiter |  |  | CCX
2777 | 7 | 1 |  | CTAComponent | 1040-M6C010-27 | 1 | Release | Each | 1.0 | Hexagon Set Screw with Cup Point, M6-1, X10mm Long, Grade 45H Steel, Black Oxide RoHS Fastener | 11060-M6C10KKCST/916 A0996-1032704 20589-10948-04201 | ANIXTER BOSSARD FASTENAL COMPANY | STM
2778 | 7 | 4 |  | CTAComponent | 5457968 | 1 | Release | Each | 1.0 | Vertical bearing foot limiter bracket |  |  | CCX
2779 | 7 | 3 |  | CTAComponent | 5455605 | 1 | Release | Each | 1.0 | CAM FOLLOWER CF18BUU IKO |  |  | CCX
2780 | 7 | 2 |  | CTAComponent | 5456958 | 1 | Release | Each | 1.0 | CAM FOLLOWER CFE18VBUUR IKO |  |  | CCX
2781 | 6 | 10 |  | CTAAssembly | 5498243 | 1 | Release | Each | 1.0 | Chain Connector |  |  | CCX
2782 | 7 | 2 |  | CTAComponent | 2000-M6-03 | 3 | Release | Each | 2.0 | Flat Washer, ISO7089, M6, Steel 200HV, Zinc Plated, RoHS Fastener | 20589-10948-03457 10487-2000-M6-03 11060-M6NWSFSTZ6/125ATP 24140-M6/-/PWSTWA/TC1/DIN125 | FASTENAL COMPANY OHTA ANIXTER TR FORMAC DIV OF TR FASTENINGS | STM
2783 | 7 | 3 |  | CTAComponent | C2106-M6-02 | 3 | Release | Each | 2.0 | Spring Lock Washer, M6, Zinc plated, Rohs Fastener | 24140-C2106-M6-02 | TR FORMAC DIV OF TR FASTENINGS | HLE
2784 | 7 | 1 |  | CTAComponent | 1000-M6C020-04 | 4 | Release | Each | 2.0 | Hexagon Socket Head Cap Screw, M6-1, X20mm Long, Grade 8.8 Steel, Zinc Plated, RoHS Fastener | 11060-M6C20KCSC9Z6/912 10487-1000-M6C020-04 24140-M6/20/SOHTCS/TC1D/DIN912 20589-10948-03240 A0996-BN 4 M6 x 20mm CR6+FREE | ANIXTER OHTA TR FORMAC DIV OF TR FASTENINGS FASTENAL COMPANY BOSSARD | STM
2785 | 7 | 5 |  | CTAComponent | 5436894 | 1 | Release | Each | 1.0 | Chain connector plate |  |  | CCX
2786 | 7 | 4 |  | CTAAssembly | 5498254 | 1 | Release | Each | 1.0 | Chain connector base |  |  | CCX
2787 | 8 | 2 |  | CTAComponent | 5491740 | 1 | Release | Each | 1.0 | Chain connector L shape frame |  |  | CCX
2788 | 8 | 1 |  | CTAComponent | 5491739 | 1 | Release | Each | 1.0 | Chain connector dentate plate |  |  | CCX
2789 | 6 | 6 |  | CTAComponent | 5492777 | 1 | Release | Each | 1.0 | limited board |  |  | CCX
2790 | 6 | 7 |  | CTAComponent | 5453943 | 1 | Release | Each | 4.0 | Roller shaft |  |  | CCX
2791 | 6 | 12 |  | CTAComponent | 5452029 | 1 | Release | Each | 1.0 | cover |  |  | CCX
2792 | 6 | 13 |  | CTAAssembly | 5452028 | 1 | Release | Each | 1.0 | Top Motor Assembly |  |  | CCX
2793 | 7 | 2 |  | CTAAssembly | 5456367 | 6 | Release | Each | 1.0 | Table TOP motor assembly |  |  | CCX
2794 | 8 | 2 |  | CTAComponent | 5456367-1 | 2 | Release | Each | 1.0 | Table TOP motor assembly-resistor and cable |  |  | HLE
2795 | 8 | 1 |  | CTAComponent | 5120418-1 | 2 | Release | Each | 1.0 | AC gear motor, 25W |  |  | HLE
2796 | 7 | 3 |  | CTAComponent | 5449646 | 1 | Release | Each | 1.0 | top gear |  |  | CCX
2797 | 7 | 1 |  | CTAComponent | 5445170 | 1 | Release | Each | 1.0 | motor board |  |  | CCX
2798 | 7 | 6 |  | CTAComponent | C1213-M3C010-14 | 1 | Release | Each | 2.0 | GB_T 9074.8，M3x10mm，Grade 4.8 Steel，Zinc finish，RoHS Fastener | 25114-M3/10/PPSTPS/TC1/GB9074.8 | TR FORMAC SHANGHAI PTE LTD | HLE
2799 | 7 | 4 |  | CTAComponent | C1213-M4C012-14 | 1 | Release | Each | 3.0 | GB_T 9074.8，M4x12mm，Grade 4.8 Steel，Zinc finish，RoHS Fastener | 25114-M4/12/PPSTPS/TC1/GB9074.8 | TR FORMAC SHANGHAI PTE LTD | HLE
2800 | 7 | 5 |  | CTAComponent | 1040-M5C008-27 | 2 | Release | Each | 2.0 | Hexagon Set Screw with Cup Point, M5-0.8, X8mm Long, Grade 45H Steel, Black Oxide RoHS Fastener | A0996-1032496 11060-M5C8KKCA1/916 20589-10948-04197 24140-M5/8/HSHTPC/BO1 | BOSSARD ANIXTER FASTENAL COMPANY TR FORMAC DIV OF TR FASTENINGS | STM
2801 | 6 | 11 |  | CTAAssembly | 5459999 | 1 | Release | Each | 1.0 | Back Sprocket Assembly |  |  | CCX
2802 | 7 | 1 |  | CTAComponent | 5462285 | 1 | Release | Each | 2.0 | Bearing NSK6005ZZ |  |  | CCX
2803 | 7 | 4 |  | CTAAssembly | 5446764 | 1 | Release | Each | 1.0 | bracket of head sprocket wheel |  |  | CCX
2804 | 8 | 1 |  | CTAComponent | 5453094 | 1 | Release | Each | 1.0 | Bracket 1 |  |  | CCX
2805 | 8 | 4 |  | CTAComponent | 5462483 | 1 | Release | Each | 1.0 | Bracket 4 |  |  | CCX
2806 | 8 | 3 |  | CTAComponent | 5436891 | 1 | Release | Each | 1.0 | Bracket 3 |  |  | CCX
2807 | 8 | 2 |  | CTAComponent | 5458708 | 1 | Release | Each | 1.0 | Bracket 2 |  |  | CCX
2808 | 7 | 3 |  | CTAComponent | 5445169 | 1 | Release | Each | 1.0 | Sprocket Wheel In Head End |  |  | CCX
2809 | 7 | 2 |  | CTAComponent | 5455376 | 1 | Release | Each | 1.0 | Circlip for shaft-GB894.1-86 25 Series Fastener Drawing RoHS Compliant |  |  | CCX
2810 | 7 | 6 |  | CTAComponent | 5453696 | 1 | Release | Each | 1.0 | washer circl |  |  | CCX
2811 | 7 | 5 |  | CTAComponent | 5451207 | 1 | Release | Each | 1.0 | shaft |  |  | CCX
2812 | 6 | 14 |  | CTAAssembly | 5461548 | 1 | Release | Each | 1.0 | PRESSING UNIT |  |  | CCX
2813 | 7 | 2 |  | CTAAssembly | 5492808 | 1 | Release | Each | 1.0 | bearing holder welding |  |  | CCX
2814 | 8 | 2 |  | CTAComponent | 5492809 | 1 | Release | Each | 1.0 | bearing holder 2 |  |  | CCX
2815 | 8 | 3 |  | CTAComponent | 5492810 | 1 | Release | Each | 1.0 | bearing holder 3 |  |  | CCX
2816 | 8 | 1 |  | CTAComponent | 5436660 | 1 | Release | Each | 1.0 | bear holder |  |  | CCX
2817 | 7 | 3 |  | CTAAssembly | 5492811 | 1 | Release | Each | 1.0 | guide unit |  |  | CCX
2818 | 8 | 3 |  | CTAComponent | 2000-M8-03 | 2 | Release | Each | 1.0 | Flat Washer, ISO7089, M8, Steel 200HV, Zinc Plated, RoHS Fastener | 11060-M8NWSFSTZ6/125ATP 20589-10948-03458 25114-2000-M8-03 | ANIXTER FASTENAL COMPANY TR FORMAC SHANGHAI PTE LTD | STM
2819 | 8 | 4 |  | CTAComponent | 2203-M8-07 | 3 | Release | Each | 1.0 | Curved Lock Washer, DIN 128A, M8, Spring Steel, Zinc Plated, RoHS Fastener | 20589-10948-04153 11060-M8NLOCSTMZT/128A | FASTENAL COMPANY ANIXTER | STM
2820 | 8 | 2 |  | CTAComponent | 5492812 | 1 | Release | Each | 1.0 | guide block |  |  | CCX
2821 | 8 | 5 |  | CTAComponent | 3000-M8C-04 | 1 | Release | Each | 1.0 | Hexagon Nut, ISO4032, M8-1.25, Grade 8 Steel, Zinc Plated, RoHS Fastener | 20589-10948-03689 11060-M8CNFHSTZ6/934 | FASTENAL COMPANY ANIXTER | STM
2822 | 8 | 1 |  | CTAComponent | 5445972 | 2 | Release | Each | 1.0 | Shaft |  |  | CCX
2823 | 7 | 1 |  | CTAComponent | 5455605 | 1 | Release | Each | 1.0 | CAM FOLLOWER CF18BUU IKO |  |  | CCX
2824 | 6 | 15 |  | CTAAssembly | 5457747 | 2 | Release | Each | 2.0 | bearing holder for top |  |  | CCX
2825 | 7 | 1 |  | CTAComponent | 5456398 | 1 | Release | Each | 1.0 | bear support |  |  | CCX
2826 | 7 | 4 |  | CTAComponent | 5438151 | 1 | Release | Each | 1.0 | CAM FOLLOWER CFE10BUUR IKO |  |  | CCX
2827 | 7 | 3 |  | CTAComponent | 5438725 | 1 | Release | Each | 1.0 | CAM FOLLOWER IKO CF12BUUR |  |  | CCX
2828 | 7 | 2 |  | CTAComponent | 1040-M5C008-27 | 2 | Release | Each | 2.0 | Hexagon Set Screw with Cup Point, M5-0.8, X8mm Long, Grade 45H Steel, Black Oxide RoHS Fastener | A0996-1032496 11060-M5C8KKCA1/916 20589-10948-04197 24140-M5/8/HSHTPC/BO1 | BOSSARD ANIXTER FASTENAL COMPANY TR FORMAC DIV OF TR FASTENINGS | STM
2829 | 6 | 16 |  | CTAAssembly | 5447589 | 1 | Release | Each | 2.0 | front switch assembly I |  |  | CCX
2830 | 7 | 1 |  | CTAComponent | 5445975 | 1 | Release | Each | 1.0 | switch support |  |  | CCX
2831 | 7 | 4 |  | CTAComponent | 5436678 | 1 | Release | Each | 1.0 | MICRO SWITCH |  |  | HLE
2832 | 7 | 5 |  | CTAComponent | 5445171 | 1 | Release | Each | 1.0 | thread hole board |  |  | CCX
2833 | 7 | 3 |  | CTAComponent | 5453710 | 2 | Release | Each | 1.0 | MICRO SWITCH |  |  | HLE
2834 | 7 | 2 |  | CTAComponent | 5442753 | 1 | Release | Each | 1.0 | insulation sheet |  |  | CCX
2835 | 7 | 6 |  | CTAComponent | 5450421 | 1 | Release | Each | 1.0 | through hole board |  |  | CCX
2836 | 6 | 18 |  | CTAAssembly | 5448395 | 1 | Release | Each | 1.0 | head switch assembly |  |  | CCX
2837 | 7 | 2 |  | CTAComponent | 5459257 | 1 | Release | Each | 1.0 | thread hole plate |  |  | CCX
2838 | 7 | 4 |  | CTAComponent | 5447590 | 1 | Release | Each | 1.0 | through hole plate |  |  | CCX
2839 | 7 | 3 |  | CTAComponent | 5460819 | 1 | Release | Each | 1.0 | insulation piece |  |  | CCX
2840 | 7 | 1 |  | CTAComponent | 5441937 | 1 | Release | Each | 1.0 | switch bracket |  |  | CCX
2841 | 7 | 6 |  | CTAComponent | C1213-M4C030-14 | 1 | Release | Each | 2.0 | GB_T 9074.8，M4x30mm，Grade 4.8 Steel，Zinc finish，RoHS Fastener | 25114-M4/30/PPSTPS/TC1/GB9074.8 | TR FORMAC SHANGHAI PTE LTD | HLE
2842 | 7 | 5 |  | CTAComponent | 5461564 | 2 | Release | Each | 1.0 | MICRO SWITCH |  |  | HLE
2843 | 6 | 17 |  | CTAAssembly | 5453698 | 1 | Release | Each | 1.0 | front switch assembly II |  |  | CCX
2844 | 7 | 2 |  | CTAComponent | 5442753 | 1 | Release | Each | 1.0 | insulation sheet |  |  | CCX
2845 | 7 | 3 |  | CTAComponent | 5445171 | 1 | Release | Each | 1.0 | thread hole board |  |  | CCX
2846 | 7 | 1 |  | CTAComponent | 5445975 | 1 | Release | Each | 1.0 | switch support |  |  | CCX
2847 | 7 | 5 |  | CTAComponent | 5436678 | 1 | Release | Each | 1.0 | MICRO SWITCH |  |  | HLE
2848 | 7 | 6 |  | CTAComponent | 5453710 | 2 | Release | Each | 1.0 | MICRO SWITCH |  |  | HLE
2849 | 7 | 4 |  | CTAComponent | 5450421 | 1 | Release | Each | 1.0 | through hole board |  |  | CCX
2850 | 6 | 19 |  | CTAAssembly | 5445976 | 1 | Release | Each | 1.0 | middle switch assembly |  |  | CCX
2851 | 7 | 1 |  | CTAComponent | 5441937 | 1 | Release | Each | 1.0 | switch bracket |  |  | CCX
2852 | 7 | 4 |  | CTAComponent | 5447590 | 1 | Release | Each | 1.0 | through hole plate |  |  | CCX
2853 | 7 | 6 |  | CTAComponent | C1213-M4C030-14 | 1 | Release | Each | 2.0 | GB_T 9074.8，M4x30mm，Grade 4.8 Steel，Zinc finish，RoHS Fastener | 25114-M4/30/PPSTPS/TC1/GB9074.8 | TR FORMAC SHANGHAI PTE LTD | HLE
2854 | 7 | 5 |  | CTAComponent | 5448409 | 2 | Release | Each | 1.0 | MICRO SWITCH |  |  | HLE
2855 | 7 | 3 |  | CTAComponent | 5460819 | 1 | Release | Each | 1.0 | insulation piece |  |  | CCX
2856 | 7 | 2 |  | CTAComponent | 5459257 | 1 | Release | Each | 1.0 | thread hole plate |  |  | CCX
2857 | 6 | 20 |  | CTAAssembly | 5457745 | 1 | Release | Each | 1.0 | foot switch assembly |  |  | CCX
2858 | 7 | 2 |  | CTAComponent | 5459257 | 1 | Release | Each | 1.0 | thread hole plate |  |  | CCX
2859 | 7 | 3 |  | CTAComponent | 5460819 | 1 | Release | Each | 1.0 | insulation piece |  |  | CCX
2860 | 7 | 1 |  | CTAComponent | 5441937 | 1 | Release | Each | 1.0 | switch bracket |  |  | CCX
2861 | 7 | 5 |  | CTAComponent | 5461564 | 2 | Release | Each | 1.0 | MICRO SWITCH |  |  | HLE
2862 | 7 | 6 |  | CTAComponent | C1213-M4C030-14 | 1 | Release | Each | 2.0 | GB_T 9074.8，M4x30mm，Grade 4.8 Steel，Zinc finish，RoHS Fastener | 25114-M4/30/PPSTPS/TC1/GB9074.8 | TR FORMAC SHANGHAI PTE LTD | HLE
2863 | 7 | 4 |  | CTAComponent | 5447590 | 1 | Release | Each | 1.0 | through hole plate |  |  | CCX
2864 | 6 | 25 |  | CTAAssembly | 5445974 | 1 | Release | Each | 1.0 | Bearing Support |  |  | CCX
2865 | 7 | 2 |  | CTAComponent | 5437174 | 1 | Release | Each | 1.0 | bearing NSK 1305 |  |  | CCX
2866 | 7 | 1 |  | CTAAssembly | 5450424 | 1 | Release | Each | 1.0 | Support Board welding |  |  | CCX
2867 | 8 | 2 |  | CTAComponent | 5492788 | 1 | Release | Each | 1.0 | joint column |  |  | CCX
2868 | 8 | 1 |  | CTAComponent | 5449187 | 1 | Release | Each | 1.0 | support board |  |  | CCX
2869 | 6 | 22 |  | CTAAssembly | 5447591 | 1 | Release | Each | 1.0 | rear switch assembly |  |  | CCX
2870 | 7 | 2 |  | CTAComponent | 5459257 | 1 | Release | Each | 1.0 | thread hole plate |  |  | CCX
2871 | 7 | 1 |  | CTAComponent | 5443540 | 1 | Release | Each | 1.0 | rear switch bracket |  |  | CCX
2872 | 7 | 7 |  | CTAComponent | C2106-M4-02 | 3 | Release | Each | 2.0 | Spring Lock Washer, M4, Zinc plated, Rohs Fastener | 24140-C2106-M4-02 | TR FORMAC DIV OF TR FASTENINGS | HLE
2873 | 7 | 6 |  | CTAComponent | 5448409 | 2 | Release | Each | 2.0 | MICRO SWITCH |  |  | HLE
2874 | 7 | 5 |  | CTAComponent | 2000-M4-03 | 3 | Release | Each | 2.0 | FLAT WASHER - NORMAL SERIES, ISO 7089, M4 CLASS 200H STEEL, ZINC PLATED RoHS FASTENER | 24140-M4/-/PWSTWA/TC1/DIN125 10487-2000-M4-03 A0996-BN 343 M4 CR6+FREE 24432-11103691 11060-M4NWSFSTZ6/125ATP | TR FORMAC DIV OF TR FASTENINGS OHTA BOSSARD FASTENAL ANIXTER | STM
2875 | 7 | 4 |  | CTAComponent | 1000-M4C050-04 | 2 | Release | Each | 2.0 | Hexagon Socket Head Cap Screw, M4-0.7, X50mm Long, Grade 8.8 Steel, Zinc Plated, RoHS Fastener | 11060-M4C50KCSC9Z6/912 20589-10948-04273 24140-1000-M4C050-04 | ANIXTER FASTENAL COMPANY TR FORMAC DIV OF TR FASTENINGS | STM
2876 | 7 | 3 |  | CTAComponent | 5460819 | 1 | Release | Each | 2.0 | insulation piece |  |  | CCX
2877 | 6 | 21 |  | CTAAssembly | 5441113 | 1 | Release | Each | 1.0 | MSW fitting assembly |  |  | CCX
2878 | 7 | 2 |  | CTAComponent | 5459257 | 1 | Release | Each | 2.0 | thread hole plate |  |  | CCX
2879 | 7 | 4 |  | CTAComponent | 5447590 | 1 | Release | Each | 2.0 | through hole plate |  |  | CCX
2880 | 7 | 3 |  | CTAComponent | 5460819 | 1 | Release | Each | 2.0 | insulation piece |  |  | CCX
2881 | 7 | 1 |  | CTAComponent | 5441938 | 1 | Release | Each | 2.0 | top switch bracket |  |  | CCX
2882 | 7 | 6 |  | CTAComponent | C1213-M4C030-14 | 1 | Release | Each | 4.0 | GB_T 9074.8，M4x30mm，Grade 4.8 Steel，Zinc finish，RoHS Fastener | 25114-M4/30/PPSTPS/TC1/GB9074.8 | TR FORMAC SHANGHAI PTE LTD | HLE
2883 | 7 | 5 |  | CTAComponent | 5448409 | 2 | Release | Each | 2.0 | MICRO SWITCH |  |  | HLE
2884 | 6 | 23 |  | CTAComponent | 5437175 | 1 | Release | Each | 1.0 | front switch cover |  |  | CCX
2885 | 6 | 24 |  | CTAAssembly | 5454529 | 1 | Release | Each | 1.0 | Driveing Unit of L Column Assembly |  |  | CCX
2886 | 7 | 1 |  | CTAComponent | T310-2199 | 0 | Release | Each | 1.0 | GEAR |  |  | HLE
2887 | 7 | 4 |  | CTAComponent | 1040-M5C012-27 | 1 | Release | Each | 4.0 | Hexagon Set Screw with Cup Point, M5-0.8, X12mm Long, Grade 45H Steel, Black Oxide RoHS Fastener | 11060-M5C12KKCA1/916 A0996-1032526 20589-10948-04199 | ANIXTER BOSSARD FASTENAL COMPANY | STM
2888 | 7 | 3 |  | CTAComponent | 5449186 | 1 | Release | Each | 1.0 | sprocket wheel of foot end |  |  | CCX
2889 | 7 | 2 |  | CTAComponent | 5443539 | 2 | Release | Each | 1.0 | V belt wheel |  |  | CCX
2890 | 6 | 30 |  | CTAComponent | 5452026 | 1 | Release | Each | 1.0 | Positionor swith actuator |  |  | CCX
2891 | 6 | 28 |  | CTAAssembly | 5444313 | 2 | Release | Each | 1.0 | Horizontal bearing foot limiter |  |  | CCX
2892 | 7 | 2 |  | CTAComponent | 5441344 | 1 | Release | Each | 1.0 | Bearing D35M16 |  |  | CCX
2893 | 7 | 1 |  | CTAComponent | 1040-M6C010-27 | 1 | Release | Each | 1.0 | Hexagon Set Screw with Cup Point, M6-1, X10mm Long, Grade 45H Steel, Black Oxide RoHS Fastener | 11060-M6C10KKCST/916 A0996-1032704 20589-10948-04201 | ANIXTER BOSSARD FASTENAL COMPANY | STM
2894 | 7 | 4 |  | CTAComponent | 5437397 | 1 | Release | Each | 1.0 | Horizontal bearing limiter bracket |  |  | CCX
2895 | 7 | 3 |  | CTAComponent | 5457964 | 1 | Release | Each | 1.0 | Eccentric bearing D35M16 |  |  | CCX
2896 | 6 | 27 |  | CTAComponent | 5456963 | 1 | Release | Each | 1.0 | rubber washer |  |  | CCX
2897 | 6 | 29 |  | CTAComponent | 5461549 | 2 | Release | Each | 1.0 | belt wheel |  |  | CCX
2898 | 6 | 26 |  | CTAAssembly | 5437170 | 2 | Release | Each | 1.0 | Horizontal bearing top limiter |  |  | CCX
2899 | 7 | 2 |  | CTAComponent | 5441344 | 1 | Release | Each | 1.0 | Bearing D35M16 |  |  | CCX
2900 | 7 | 3 |  | CTAComponent | 5457964 | 1 | Release | Each | 1.0 | Eccentric bearing D35M16 |  |  | CCX
2901 | 7 | 1 |  | CTAComponent | 1040-M6C010-27 | 1 | Release | Each | 1.0 | Hexagon Set Screw with Cup Point, M6-1, X10mm Long, Grade 45H Steel, Black Oxide RoHS Fastener | 11060-M6C10KKCST/916 A0996-1032704 20589-10948-04201 | ANIXTER BOSSARD FASTENAL COMPANY | STM
2902 | 7 | 4 |  | CTAComponent | 5437397 | 1 | Release | Each | 1.0 | Horizontal bearing limiter bracket |  |  | CCX
2903 | 6 | 32 |  | CTAComponent | 5462282 | 1 | Release | Each | 4.0 | CASTOR |  |  | CCX
2904 | 6 | 35 |  | CTAComponent | 1000-M12C025-04 | 2 | Release | Each | 2.0 | Hexagon Socket Head Cap Screw, M12-1.75, X25mm Long, Grade 8.8 Steel, Zinc Plated, RoHS Fastener | 20589-10948-03246 11060-M12C25KCSC9Z6/912 10487-1000-M12C025-04 | FASTENAL COMPANY ANIXTER OHTA | STM
2905 | 6 | 33 |  | CTAComponent | 5442752 | 1 | Release | Each | 1.0 | Chain_KANA |  |  | CCX
2906 | 6 | 34 |  | CTAComponent | 1000-M10C025-04 | 3 | Release | Each | 1.0 | Hexagon Socket Head Cap Screw, ISO 4762, M10-1.5, X25mm Long, Grade 8.8 Steel, Zinc Plated, RoHS Fastener | A0996-BN 4 M10-1.5 x 25mm CR6+ Free 20589-10948-04781 11060-M10C25KCSC9Z6/4762 10487-1000-M10C025-04 A0996-BN 4 M10 X 25mm CR6+ FREE | BOSSARD FASTENAL COMPANY ANIXTER OHTA BOSSARD | STM
2907 | 6 | 31 |  | CTAAssembly | 5492798 | 1 | Release | Each | 1.0 | rear switch I assembly |  |  | CCX
2908 | 7 | 1 |  | CTAComponent | 5492795 | 1 | Release | Each | 1.0 | rear switch bracket I |  |  | CCX
2909 | 7 | 3 |  | CTAComponent | 5448409 | 2 | Release | Each | 1.0 | MICRO SWITCH |  |  | HLE
2910 | 7 | 2 |  | CTAComponent | 5460819 | 1 | Release | Each | 1.0 | insulation piece |  |  | CCX
2911 | 7 | 4 |  | CTAComponent | 5459257 | 1 | Release | Each | 1.0 | thread hole plate |  |  | CCX
2912 | 7 | 5 |  | CTAComponent | 5447590 | 1 | Release | Each | 1.0 | through hole plate |  |  | CCX
2913 | 7 | 6 |  | CTAComponent | C1213-M4C030-14 | 1 | Release | Each | 2.0 | GB_T 9074.8，M4x30mm，Grade 4.8 Steel，Zinc finish，RoHS Fastener | 25114-M4/30/PPSTPS/TC1/GB9074.8 | TR FORMAC SHANGHAI PTE LTD | HLE
2914 | 6 | 36 |  | CTAComponent | 1000-M12C030-04 | 3 | Release | Each | 6.0 | Hexagon Socket Head Cap Screw, M12-1.75, X30mm Long, Grade 8.8 Steel, Zinc Plated, RoHS Fastener | 11060-M12C30KCSC9Z6/912 20589-10948-03247 24140-M12/30/HHSTBL/TC1D 10487-1000-M12C030-04 | ANIXTER FASTENAL COMPANY TR FORMAC DIV OF TR FASTENINGS OHTA | STM
2915 | 6 | 37 |  | CTAComponent | 1000-M12C040-04 | 2 | Release | Each | 4.0 | Hexagon Socket Head Cap Screw, M12-1.75, X40mm Long, Grade 8.8 Steel, Zinc Plated, RoHS Fastener | 11060-M12C40KCSC9Z6/912 20589-10948-03249 10487-1000-M12C040-04 | ANIXTER FASTENAL COMPANY OHTA | STM
2916 | 6 | 39 |  | CTAComponent | 1000-M14C040-04 | 5 | Release | Each | 2.0 | Hexagon Socket Head Cap Screw, ISO 4762, M14-2, X40mm Long, Grade 8.8 Steel, Zinc Plated, RoHS Fastener | 11060-M14C40KCSC9Z6/912 A0996-BN 4 M14 x 40mm CR6+FREE | ANIXTER BOSSARD | STM
2917 | 6 | 38 |  | CTAComponent | 1000-M12C070-04 | 2 | Release | Each | 2.0 | Hexagon Socket Head Cap Screw, M12-1.75, X70mm Long, Grade 8.8 Steel, Zinc Plated, RoHS Fastener | 11060-M12C70KCSC9Z6/912 20589-10948-03252 10487-1000-M12C070-04 | ANIXTER FASTENAL COMPANY OHTA | STM
2918 | 6 | 40 |  | CTAComponent | 1000-M12C050-04 | 2 | Release | Each | 2.0 | Hexagon Socket Head Cap Screw, M12-1.75, X50mm Long, Grade 8.8 Steel, Zinc Plated, RoHS Fastener | 20589-10948-03250 11060-M12C50KCSC9Z6/912 10487-1000-M12C050-04 | FASTENAL COMPANY ANIXTER OHTA | STM
2919 | 6 | 41 |  | CTAComponent | 1000-M5C012-04 | 5 | Release | Each | 4.0 | Hexagon Socket Head Cap Screw, M5-0.8, X12mm Long, Grade 8.8 Steel, Zinc Plated, RoHS Fastener | 11060-M5C12KCSC9Z6/912 10487-1000-M5C012-04 24140-M5/12/SOHTCS/TC1D/DIN912 20589-ZS2540012ZP0000 A0996-BN 3 M5x12mm CR6+FREE | ANIXTER OHTA TR FORMAC DIV OF TR FASTENINGS FASTENAL COMPANY BOSSARD | STM
2920 | 6 | 44 |  | CTAComponent | 1000-M8C020-04 | 2 | Release | Each | 4.0 | Hexagon Socket Head Cap Screw, M8-1.25, X20mm Long, Grade 8.8 Steel, Zinc Plated, RoHS Fastener | 11060-M8C20KCSC9Z6/912 20589-ZS2580020ZP0000 10487-1000-M8C020-04 | ANIXTER FASTENAL COMPANY OHTA | STM
2921 | 6 | 45 |  | CTAComponent | 1000-M8C030-04 | 3 | Release | Each | 6.0 | Hexagon Socket Head Cap Screw, M8-1.25, X30mm Long, Grade 8.8 Steel, Zinc Plated, RoHS Fastener | 11060-M8C30KCSC9Z6/912 20589-ZS2580030ZP0000 24140-M8/30/SOHTCS/TC1D/DIN912 10487-1000-M8C030-04 | ANIXTER FASTENAL COMPANY TR FORMAC DIV OF TR FASTENINGS OHTA | STM
2922 | 6 | 43 |  | CTAComponent | 1000-M6C025-04 | 5 | Release | Each | 4.0 | Hexagon Socket Head Cap Screw, M6-1, X25mm Long, Grade 8.8 Steel, Zinc Plated, RoHS Fastener | 11060-M6C25KCSC9Z6/912 10487-1000-M6C025-04 24140-M6/25/SOHTCS/TC1D/DIN912 20589-10948-03241 A0996-BN 3 M6x25mm CR6+FREE | ANIXTER OHTA TR FORMAC DIV OF TR FASTENINGS FASTENAL COMPANY BOSSARD | STM
2923 | 6 | 42 |  | CTAComponent | 1000-M6C016-04 | 4 | Release | Each | 1.0 | Hexagon Socket Head Cap Screw, M6-1, X16mm Long, Grade 8.8 Steel, Zinc Plated, RoHS Fastener | 20589-10948-03239 10487-1000-M6C016-04 24140-M6/16/SOHTCS/TC1D/DIN912 11060-M6C16KCSC9Z6/912 A0996-BN 4 M6 x 16mm CR6+FREE | FASTENAL COMPANY OHTA TR FORMAC DIV OF TR FASTENINGS ANIXTER BOSSARD | STM
2924 | 6 | 47 |  | CTAComponent | 1010-M4C006-14 | 2 | Release | Each | 16.0 | Phillips Flat Head Screw, ISO 7046, M4-0.7, X6mm Long, Grade 4.8 Steel, Zinc Plated, RoHS Fastener | 11060-M4C6MXFSTZ6/965A A0996-BN 388 M4-0.7 x 6mm CR6+FREE 12217-25030-109 | ANIXTER BOSSARD MIDWEST PRODUCTS & ENGINEERING | STM
2925 | 6 | 46 |  | CTAComponent | 1006-M8C025-04 | 2 | Release | Each | 4.0 | Hexagon Head Screw, ISO 4017, M8-1.25, X25mm Long, Grade 8.8 Steel, Zinc Plated, RoHS Fastener | 20589-10948-03862 11060-M8C25HCSC9Z6/933 A0996-BN 56 M8 x 25mm CR6+FREE 24140-M8/25/HHHTMC/TC1/GB5783 | FASTENAL COMPANY ANIXTER BOSSARD TR FORMAC DIV OF TR FASTENINGS | STM
2926 | 6 | 50 |  | CTAComponent | C1213-M4C012-14 | 1 | Release | Each | 49.0 | GB_T 9074.8，M4x12mm，Grade 4.8 Steel，Zinc finish，RoHS Fastener | 25114-M4/12/PPSTPS/TC1/GB9074.8 | TR FORMAC SHANGHAI PTE LTD | HLE
2927 | 6 | 48 |  | CTAComponent | C2106-M12-02 | 1 | Release | Each | 2.0 | GB_T 93，M12，Spring Steel，Zinc finish，RoHS Fastener | 25114-M12/-/SRSTWA/TC1/GB93 | TR FORMAC SHANGHAI PTE LTD | HLE
2928 | 6 | 49 |  | CTAComponent | 1040-M5C008-27 | 2 | Release | Each | 1.0 | Hexagon Set Screw with Cup Point, M5-0.8, X8mm Long, Grade 45H Steel, Black Oxide RoHS Fastener | A0996-1032496 11060-M5C8KKCA1/916 20589-10948-04197 24140-M5/8/HSHTPC/BO1 | BOSSARD ANIXTER FASTENAL COMPANY TR FORMAC DIV OF TR FASTENINGS | STM
2929 | 6 | 52 |  | CTAComponent | 2000-M12-03 | 1 | Release | Each | 12.0 | Flat Washer, ISO7089, M12, Steel 200HV, Zinc Plated, RoHS Fastener | 11060-M12NWSFSTZ6/125ATP 20589-10948-03460 | ANIXTER FASTENAL COMPANY | STM
2930 | 6 | 51 |  | CTAComponent | 2000-M10-03 | 2 | Release | Each | 1.0 | Flat Washer, ISO7089, M10, Steel 200HV, Zinc Plated, RoHS Fastener | 20589-10948-03459 11060-M10NWSFSTZ6/125ATP 10487-2000-M10-03 | FASTENAL COMPANY ANIXTER OHTA | STM
2931 | 6 | 56 |  | CTAComponent | 2000-M8-03 | 2 | Release | Each | 12.0 | Flat Washer, ISO7089, M8, Steel 200HV, Zinc Plated, RoHS Fastener | 11060-M8NWSFSTZ6/125ATP 20589-10948-03458 25114-2000-M8-03 | ANIXTER FASTENAL COMPANY TR FORMAC SHANGHAI PTE LTD | STM
2932 | 6 | 54 |  | CTAComponent | 2000-M5-03 | 5 | Release | Each | 4.0 | Flat Washer, ISO7089, M5, Steel 200HV, Zinc Plated, RoHS Fastener | A0996-BN343-M5 CR3 11060-M5NWSFSTZ6/125ATP 20589-10948-03456 24140-M5/-/PWSTWA/TC1/DIN125 10487-7130111-5 | BOSSARD ANIXTER FASTENAL COMPANY TR FORMAC DIV OF TR FASTENINGS OHTA | STM
2933 | 6 | 55 |  | CTAComponent | 2000-M6-03 | 3 | Release | Each | 1.0 | Flat Washer, ISO7089, M6, Steel 200HV, Zinc Plated, RoHS Fastener | 20589-10948-03457 10487-2000-M6-03 11060-M6NWSFSTZ6/125ATP 24140-M6/-/PWSTWA/TC1/DIN125 | FASTENAL COMPANY OHTA ANIXTER TR FORMAC DIV OF TR FASTENINGS | STM
2934 | 6 | 53 |  | CTAComponent | 2000-M14-03 | 1 | Release | Each | 2.0 | Flat Washer, ISO7089, M14, Steel 200HV, Zinc Plated, RoHS Fastener | 11060-M14NWSFSTZ6/125ATH 20589-10948-04410 | ANIXTER FASTENAL COMPANY | STM
2935 | 6 | 57 |  | CTAComponent | 2203-M10-07 | 2 | Release | Each | 1.0 | Curved Lock Washer, DIN 128A, M10, Spring Steel, Zinc Plated, RoHS Fastener | 20589-10948-04154 11060-M10NLOCSTZ6/128A | FASTENAL COMPANY ANIXTER | STM
2936 | 6 | 60 |  | CTAComponent | 2106-M5-14 | 1 | Release | Each | 4.0 | Spring Lock Washer with Flat Ends JIS B1251, M5, Spring Stainless Steel, Rohs Fastener | 24140-2106-M5-14 | TR FORMAC DIV OF TR FASTENINGS | STM
2937 | 6 | 59 |  | CTAComponent | 2203-M14-07 | 2 | Release | Each | 2.0 | Curved Lock Washer, DIN 128A, M14, Spring Steel, Zinc Plated, RoHS Fastener | 20589-10948-04414 11060-M14NLOCSTZ6/128A | FASTENAL COMPANY ANIXTER | STM
2938 | 6 | 61 |  | CTAComponent | 2203-M6-07 | 5 | Release | Each | 5.0 | Curved Lock Washer, DIN 128A, M6, Spring Steel, Zinc Plated, RoHS Fastener | 11060-M6NLOCSTZ6/128A A0996-BN 770 M6 CR6+FREE 24140-M6/-/SSSTWA/TC1D/DIN128A 20589-10948-04152 | ANIXTER BOSSARD TR FORMAC DIV OF TR FASTENINGS FASTENAL COMPANY | STM
2939 | 6 | 58 |  | CTAComponent | 2203-M12-07 | 3 | Release | Each | 12.0 | Curved Lock Washer, DIN 128A, M12, Spring Steel, Zinc Plated, RoHS Fastener | 20589-10948-04155 11060-M12NLOCSTMZT/128A | FASTENAL COMPANY ANIXTER | STM
2940 | 6 | 63 |  | CTAComponent | 3000-M12C-04 | 3 | Release | Each | 2.0 | Hexagon Nut, ISO4032, M12-1.75, Grade 8 Steel, Zinc Plated, RoHS Fastener | 20589-10948-03691 11060-M12CNFHC7Z6/4032 | FASTENAL COMPANY ANIXTER | STM
2941 | 6 | 62 |  | CTAComponent | 2203-M8-07 | 3 | Release | Each | 8.0 | Curved Lock Washer, DIN 128A, M8, Spring Steel, Zinc Plated, RoHS Fastener | 20589-10948-04153 11060-M8NLOCSTMZT/128A | FASTENAL COMPANY ANIXTER | STM
2942 | 6 | 67 |  | CTAComponent | 5440269 | 1 | Release | Each | 1.0 | Rubber Protector |  |  | HLE
2943 | 6 | 68 |  | CTAComponent | 5440286 | 2 | Release | Each | 2.0 | terminal board |  |  | CCX
2944 | 6 | 65 |  | CTAComponent | 4001-M5L020-30 | 2 | Release | Each | 8.0 | Spring Pin, ISO 8752, 5mm Diameter X 20mm Long, Stainless Steel, RoHS Fastener | 11060-M5R20PRPSJ/1481 A0996-BN 337 M5 x 20mm CR6 + Free 20589-O131809 | ANIXTER BOSSARD FASTENAL COMPANY | STM
2945 | 6 | 64 |  | CTAComponent | 3000-M8C-04 | 1 | Release | Each | 6.0 | Hexagon Nut, ISO4032, M8-1.25, Grade 8 Steel, Zinc Plated, RoHS Fastener | 20589-10948-03689 11060-M8CNFHSTZ6/934 | FASTENAL COMPANY ANIXTER | STM
2946 | 6 | 66 |  | CTAComponent | 5492776 | 2 | Release | Each | 4.0 | wedge anchor |  |  | CCX
2947 | 6 | 70 |  | CTAComponent | 5445416-3 | 1 | Release | Each | 1.0 | AVID PRODUCTS STEEL P-CLAMP or R-clamp DIA7.9, WIDE9.7,19243 SCP-5-323-203 |  |  | HLE
2948 | 6 | 69 |  | CTAComponent | 5445416-2 | 1 | Release | Each | 1.0 | AVID PRODUCTS STEEL P-CLAMP or R-clamp DIA6.4, WIDE9.7, 19243-SCP-4-323-203 |  |  | HLE
2949 | 6 | 75 |  | CTAComponent | 5457946 | 1 | Release | Each | 16.0 | RICHCO FTH-7A1-RT FLAT TIE HOLDER 25.4x25.4x7.1mm, ACCOMODATES 5x2mm |  |  | HLE
2950 | 6 | 73 |  | CTAComponent | 5456441 | 1 | Release | Each | 2.0 | KANG YANG nylon Cable Clamp P-Clamp CC-1S width9.2mm, bolt hole5.4mm, Dia3.2mm |  |  | HLE
2951 | 6 | 74 |  | CTAComponent | 5456441-1 | 1 | Release | Each | 6.0 | KANG YANG nylon Cable Clamp P-Clamp CC-3 width9.3mm,bolt hole5mm,Dia6.2mm |  |  | HLE
2952 | 6 | 72 |  | CTAComponent | 5451206 | 2 | Release | Each | 1.0 | 750W Motor |  |  | HLE
2953 | 6 | 71 |  | CTAComponent | 5445973 | 1 | Release | Each | 2.0 | MITSUBOSHI M-31 |  |  | HLE
2954 | 6 | 81 |  | CTAComponent | 1000-M8C030-07 | 2 | Release | Each | 8.0 | Hexagon Socket Head Cap Screw, M8-1.25, X30mm Long, Grade12.9 Steel, Black Oxide, RoHS Fastener | A0996-1008013 20589-39589 11060-M8C30KCSC4/912 | BOSSARD FASTENAL COMPANY ANIXTER | STM
2955 | 6 | 78 |  | CTAComponent | 5492775 | 1 | Release | Each | 2.0 | baffle pipe |  |  | CCX
2956 | 6 | 79 |  | CTAComponent | 5492779 | 1 | Release | Each | 2.0 | press sheet |  |  | CCX
2957 | 6 | 76 |  | CTAComponent | 5455376 | 1 | Release | Each | 1.0 | Circlip for shaft-GB894.1-86 25 Series Fastener Drawing RoHS Compliant |  |  | CCX
2958 | 6 | 82 |  | CTAComponent | 2001-M6-03 | 2 | Release | Each | 4.0 | Large Flat Washer, ISO7093, M6, Steel 200HV, Zinc Plated, RoHS Fastener | 11060-M6NWFESTZ6/9021TH 20589-10948-03486 24140-M6/-/PWSTWA/TC1/ISO7093 | ANIXTER FASTENAL COMPANY TR FORMAC DIV OF TR FASTENINGS | STM
2959 | 6 | 77 |  | CTAComponent | C2106-M8-80 | 1 | Release | Each | 12.0 | GB_T 93，M8，Spring Steel，Black Oxide finish，RoHS Fastener | 25114-M8/-/SRSTWA/BO/GB93 | TR FORMAC SHANGHAI PTE LTD | HLE
2960 | 6 | 80 |  | CTAComponent | 5492781 | 1 | Release | Each | 1.0 | washer sheet |  |  | CCX
2961 | 5 | 23 |  | CTAComponent | 1000-M8C016-04 | 3 | Release | Each | 4.0 | Hexagon Socket Head Cap Screw, M8-1.25, X16mm Long, Grade 8.8 Steel, Zinc Plated, RoHS Fastener | 11060-M8C16KCSC9Z6/912 20589-10948-04703 24140-M8/16/SOHTCS/TC1D/DIN912 10487-1000-M8C016-04 | ANIXTER FASTENAL COMPANY TR FORMAC DIV OF TR FASTENINGS OHTA | STM
2962 | 5 | 14 |  | CTAComponent | 5449644 | 3 | Release | Each | 1.0 | Foot_down Cover |  |  | CCX
2963 | 5 | 15 |  | CTAComponent | 5446769 | 1 | Release | Each | 1.0 | Chain Cover |  |  | HLE
2964 | 5 | 17 |  | CTAAssembly | 5452890 | 4 | Release | Each | 1.0 | Table top assembly |  |  | CCX
2965 | 6 | 4 |  | CTAAssembly | 5447602 | 2 | Release | Each | 1.0 | Front AL profile assembly |  |  | CCX
2966 | 7 | 1 |  | CTAComponent | 5442990 | 1 | Release | Each | 1.0 | Front protect plate fixing plate |  |  | CCX
2967 | 7 | 4 |  | CTAComponent | 1010-M4C010-14 | 2 | Release | Each | 10.0 | Phillips Flat Head Screw, ISO 7046, M4-0.7, X10mm Long, Grade 4.8 Steel, Zinc Plated, RoHS Fastener | 20589-10948-03508 11060-M4C10MXFSTZ6/965A 24140-M4/10/KPSTMC/TC1/DIN965 | FASTENAL COMPANY ANIXTER TR FORMAC DIV OF TR FASTENINGS | STM
2968 | 7 | 3 |  | CTAComponent | 5452276 | 1 | Release | Each | 1.0 | Front AL profile |  |  | CCX
2969 | 7 | 2 |  | CTAComponent | 5441358 | 1 | Release | Each | 1.0 | Front polythene protecting plate |  |  | CCX
2970 | 6 | 6 |  | CTAAssembly | 5449395 | 1 | Release | Each | 1.0 | Table top driving rack assembly |  |  | CCX
2971 | 7 | 2 |  | CTAComponent | 5436899 | 1 | Release | Each | 1.0 | Table top driving rack |  |  | CCX
2972 | 7 | 3 |  | CTAComponent | 1000-M4C010-04 | 5 | Release | Each | 2.0 | Hexagon Socket Head Cap Screw, ISO 4762, M4-0.7, X10mm Long, Grade 8.8 Steel, Zinc Plated, RoHS Fastener | 11060-M4C10KCSC9Z6/912 10487-1000-M4C010-04 20589-10948-03231 24140-M4/10/SOHTCS/TC1D/DIN912 A0996-BN 4 M4 X 10mm CR6+FREE | ANIXTER OHTA FASTENAL COMPANY TR FORMAC DIV OF TR FASTENINGS BOSSARD | STM
2973 | 7 | 1 |  | CTAComponent | 5446209 | 1 | Release | Each | 1.0 | Table top driving rack fix plate |  |  | CCX
2974 | 6 | 7 |  | CTAComponent | 5438955 | 1 | Release | Each | 1.0 | Travel switch plate |  |  | CCX
2975 | 6 | 3 |  | CTAAssembly | 5453709 | 2 | Release | Each | 1.0 | Rear AL profile assembly |  |  | CCX
2976 | 7 | 1 |  | CTAComponent | 5438182 | 1 | Release | Each | 1.0 | Rear AL profile |  |  | CCX
2977 | 7 | 4 |  | CTAComponent | 5461779 | 1 | Release | Each | 1.0 | Rear protect plate fixing plate |  |  | CCX
2978 | 7 | 6 |  | CTAComponent | 1010-M4C012-14 | 2 | Release | Each | 9.0 | Phillips Flat Head Screw, ISO 7046, M4-0.7, X12mm Long, Grade 4.8 Steel, Zinc Plated, RoHS Fastener | 11060-M4C12MXFSTZ6/965A 20589-10948-03509 24140-M4/12/KPSTMC/TC1/DIN965 | ANIXTER FASTENAL COMPANY TR FORMAC DIV OF TR FASTENINGS | STM
2979 | 7 | 5 |  | CTAComponent | 1010-M4C008-14 | 1 | Release | Each | 7.0 | Phillips Flat Head Screw, ISO 7046, M4-0.7, X8mm Long, Grade 4.8 Steel, Zinc Plated, RoHS Fastener | 20589-10948-03507 11060-M4C8MXFSTZ6/965A | FASTENAL COMPANY ANIXTER | STM
2980 | 7 | 3 |  | CTAComponent | 5439747 | 1 | Release | Each | 1.0 | Rear polythene protecting plate |  |  | CCX
2981 | 7 | 2 |  | CTAAssembly | 5497426 | 1 | Release | Each | 1.0 | Protect plate support bracket |  |  | CCX
2982 | 8 | 2 |  | CTAComponent | 5450653 | 1 | Release | Each | 1.0 | Protect plate thicken plate |  |  | CCX
2983 | 8 | 1 |  | CTAComponent | 5497427 | 1 | Release | Each | 1.0 | Protect plate |  |  | CCX
2984 | 6 | 1 |  | CTAAssembly | 5453708 | 1 | Release | Each | 1.0 | Tabletop main frame assembly |  |  | CCX
2985 | 7 | 2 |  | CTAAssembly | 5461778 | 1 | Release | Each | 1.0 | Right support beam assembly |  |  | CCX
2986 | 8 | 2 |  | CTAComponent | 5441359 | 1 | Release | Each | 1.0 | Right beam extend plate |  |  | CCX
2987 | 8 | 3 |  | CTAAssembly | 5450654 | 1 | Release | Each | 1.0 | Driving rack fix bracket |  |  | CCX
2988 | 9 | 2 |  | CTAComponent | 5497436 | 1 | Release | Each | 1.0 | Right side plate |  |  | CCX
2989 | 9 | 3 |  | CTAComponent | 5497437 | 1 | Release | Each | 1.0 | Left side plate |  |  | CCX
2990 | 9 | 1 |  | CTAComponent | 5497435 | 1 | Release | Each | 1.0 | U shape plate |  |  | CCX
2991 | 8 | 1 |  | CTAComponent | 5461780 | 1 | Release | Each | 1.0 | Right support beam main frame |  |  | CCX
2992 | 8 | 5 |  | CTAComponent | 5451435 | 1 | Release | Each | 1.0 | Right beam rail support plate |  |  | CCX
2993 | 8 | 6 |  | CTAComponent | 5461027 | 1 | Release | Each | 2.0 | M5x16L machine pressure riveting screw |  |  | CCX
2994 | 8 | 4 |  | CTAComponent | 5439748 | 1 | Release | Each | 1.0 | Right beam top plate |  |  | CCX
2995 | 7 | 3 |  | CTAAssembly | 5445408 | 1 | Release | Each | 1.0 | Left support beam assembly |  |  | CCX
2996 | 8 | 2 |  | CTAComponent | 5442182 | 1 | Release | Each | 1.0 | Left beam front cover plate |  |  | CCX
2997 | 8 | 4 |  | CTAComponent | 5440511 | 1 | Release | Each | 1.0 | Left beam rear cover plate |  |  | CCX
2998 | 8 | 3 |  | CTAComponent | 5453105 | 1 | Release | Each | 1.0 | Left beam right cover |  |  | CCX
2999 | 8 | 1 |  | CTAComponent | 5446210 | 1 | Release | Each | 1.0 | Left beam main frame |  |  | CCX
3000 | 7 | 1 |  | CTAComponent | 5439746 | 1 | Release | Each | 2.0 | Front support beam |  |  | CCX
3001 | 7 | 5 |  | CTAComponent | 5449396 | 1 | Release | Each | 1.0 | Left beam support plate |  |  | CCX
3002 | 7 | 6 |  | CTAComponent | 5444567 | 1 | Release | Each | 1.0 | Left beam rail |  |  | CCX
3003 | 7 | 4 |  | CTAComponent | 5457975 | 1 | Release | Each | 2.0 | Carbon fiber board support plate |  |  | CCX
3004 | 7 | 7 |  | CTAComponent | 1000-M5C016-04 | 5 | Release | Each | 6.0 | Hexagon Socket Head Cap Screw, M5-0.8, X16mm Long, Grade 8.8 Steel, Zinc Plated, RoHS Fastener | 11060-M5C16KCSC9Z6/912 24140-M5/16/SOHTCS/TC1D/DIN912 10487-1000-M5C016-04 20589-ZS2540016ZP0000 A0996-BN 4 M5 x 16mm CR6+FREE | ANIXTER TR FORMAC DIV OF TR FASTENINGS OHTA FASTENAL COMPANY BOSSARD | STM
3005 | 7 | 8 |  | CTAComponent | 2106-M5-14 | 1 | Release | Each | 6.0 | Spring Lock Washer with Flat Ends JIS B1251, M5, Spring Stainless Steel, Rohs Fastener | 24140-2106-M5-14 | TR FORMAC DIV OF TR FASTENINGS | STM
3006 | 6 | 8 |  | CTAComponent | 5491722 | 1 | Release | Each | 1.0 | linear guide right protect plate |  |  | CCX
3007 | 6 | 2 |  | CTAComponent | 5460826 | 1 | Release | Each | 1.0 | Carbon fiber board |  |  | CCX
3008 | 6 | 12 |  | CTAComponent | 1000-M5C016-04 | 5 | Release | Each | 4.0 | Hexagon Socket Head Cap Screw, M5-0.8, X16mm Long, Grade 8.8 Steel, Zinc Plated, RoHS Fastener | 11060-M5C16KCSC9Z6/912 24140-M5/16/SOHTCS/TC1D/DIN912 10487-1000-M5C016-04 20589-ZS2540016ZP0000 A0996-BN 4 M5 x 16mm CR6+FREE | ANIXTER TR FORMAC DIV OF TR FASTENINGS OHTA FASTENAL COMPANY BOSSARD | STM
3009 | 6 | 13 |  | CTAComponent | 2000-M5-02 | 3 | Release | Each | 6.0 | Flat Washer, ISO7089, M5, Steel 140HV, Zinc Plated, RoHS Fastener | 11060-M5NWSFSTZ6/125A A0996-BN715 M5 CR6 Free 24140-M5/-/PWSTWA/TC1 20589-10948-03440 | ANIXTER BOSSARD TR FORMAC DIV OF TR FASTENINGS FASTENAL COMPANY | STM
3010 | 6 | 16 |  | CTAComponent | 1010-M4C012-14 | 2 | Release | Each | 15.0 | Phillips Flat Head Screw, ISO 7046, M4-0.7, X12mm Long, Grade 4.8 Steel, Zinc Plated, RoHS Fastener | 11060-M4C12MXFSTZ6/965A 20589-10948-03509 24140-M4/12/KPSTMC/TC1/DIN965 | ANIXTER FASTENAL COMPANY TR FORMAC DIV OF TR FASTENINGS | STM
3011 | 6 | 17 |  | CTAComponent | 1010-M4C008-14 | 1 | Release | Each | 6.0 | Phillips Flat Head Screw, ISO 7046, M4-0.7, X8mm Long, Grade 4.8 Steel, Zinc Plated, RoHS Fastener | 20589-10948-03507 11060-M4C8MXFSTZ6/965A | FASTENAL COMPANY ANIXTER | STM
3012 | 6 | 9 |  | CTAComponent | 1000-M8C025-04 | 3 | Release | Each | 8.0 | Hexagon Socket Head Cap Screw, M8-1.25, X25mm Long, Grade 8.8 Steel, Zinc Plated, RoHS Fastener | 11060-M8C25KCSC9Z6/912 20589-ZS2580025ZP0000 24140-M8/25/SOHTCS/TC1D/DIN912 10487-1000-M8C025-04 | ANIXTER FASTENAL COMPANY TR FORMAC DIV OF TR FASTENINGS OHTA | STM
3013 | 6 | 15 |  | CTAComponent | 3000-M5C-04 | 4 | Release | Each | 2.0 | Hexagon Nut, ISO4032, M5-0.8, Grade 8 Steel, Zinc Plated, RoHS Fastener | 20589-10948-03687 A0996-BN117 M5 CR6+FREE 24140-M5/-/HFH8-/TC1D/DIN934 11060-M5CNFHSTZ6/934 | FASTENAL COMPANY BOSSARD TR FORMAC DIV OF TR FASTENINGS ANIXTER | STM
3014 | 6 | 19 |  | CTAComponent | 5491724 | 1 | Release | Each | 1.0 | linear guide left protect plate |  |  | CCX
3015 | 6 | 14 |  | CTAComponent | 2106-M5-05 | 1 | Release | Each | 6.0 | SPRING LOCK WASHER WITH FLAT ENDS, JIS B 1251, M5 STEEL, ZINC PLATED RoHS FASTENER | A0996-BN 760 M5 CR6+FREE 24432-10948-06353 24140-M5/SPSTWA/TC1D/JIS B1251 | BOSSARD FASTENAL TR FORMAC DIV OF TR FASTENINGS | STM
3016 | 6 | 10 |  | CTAComponent | 2000-M8-02 | 2 | Release | Each | 8.0 | Flat Washer, ISO7089, M8, Steel 140HV, Zinc Plated, RoHS Fastener | 20589-10948-03442 11060-M8NWSFSTZ6/125A A0996-BN715 M8 CR6 Free 24140-M8/-/PWSTWA/TC1 | FASTENAL COMPANY ANIXTER BOSSARD TR FORMAC DIV OF TR FASTENINGS | STM
3017 | 6 | 11 |  | CTAComponent | C2106-M8-80 | 1 | Release | Each | 8.0 | GB_T 93，M8，Spring Steel，Black Oxide finish，RoHS Fastener | 25114-M8/-/SRSTWA/BO/GB93 | TR FORMAC SHANGHAI PTE LTD | HLE
3018 | 6 | 18 |  | CTAComponent | 5492900 | 1 | Release | Each | 24.0 | M4-12L_GB822 |  |  | CCX
3019 | 5 | 18 |  | CTAAssembly | 5457759 | 6 | Release | Each | 1.0 | Tube column assembly |  |  | CCX
3020 | 6 | 1 |  | CTAAssembly | 5460017 | 1 | Release | Each | 1.0 | Column ASM |  |  | CCX
3021 | 7 | 2 |  | CTAComponent | 5440476 | 1 | Release | Each | 1.0 | Rack |  |  | CCX
3022 | 7 | 3 |  | CTAComponent | 5458681 | 1 | Release | Each | 4.0 | Nut column A |  |  | CCX
3023 | 7 | 1 |  | CTAAssembly | 5450622 | 1 | Release | Each | 1.0 | Column |  |  | CCX
3024 | 8 | 2 |  | CTAComponent | 5458680 | 1 | Release | Each | 1.0 | Back plate |  |  | CCX
3025 | 8 | 4 |  | CTAComponent | 5442944 | 1 | Release | Each | 1.0 | Reinforce plate A |  |  | CCX
3026 | 8 | 3 |  | CTAComponent | 5462454 | 1 | Release | Each | 1.0 | Baseplate |  |  | CCX
3027 | 8 | 1 |  | CTAComponent | 5460984 | 1 | Release | Each | 1.0 | U plate |  |  | CCX
3028 | 8 | 10 |  | CTAComponent | 5461743 | 1 | Release | Each | 2.0 | Steel rod |  |  | CCX
3029 | 8 | 9 |  | CTAComponent | 5453068 | 1 | Release | Each | 1.0 | Plate |  |  | CCX
3030 | 8 | 6 |  | CTAComponent | 5443728 | 1 | Release | Each | 1.0 | Reinforce plate C |  |  | CCX
3031 | 8 | 8 |  | CTAComponent | 5449358 | 1 | Release | Each | 1.0 | Reinforce plate E |  |  | CCX
3032 | 8 | 7 |  | CTAComponent | 5457928 | 1 | Release | Each | 1.0 | Reinforce plate D |  |  | CCX
3033 | 8 | 5 |  | CTAComponent | 5440475 | 1 | Release | Each | 1.0 | Reinforce plate B |  |  | CCX
3034 | 8 | 12 |  | CTAComponent | 5494238 | 1 | Release | Each | 2.0 | Limited block |  |  | CCX
3035 | 8 | 13 |  | CTAComponent | 1000-M4C008-04 | 6 | Release | Each | 2.0 | Hexagon Socket Head Cap Screw, ISO 4762, M4-0.7, X8mm Long, Grade 8.8 Steel, Zinc Plated, RoHS Fastener | 20589-10948-03230 11060-M4C8KCSC9Z6/912 10487-1000-M4C008-04 A0996-BN 4 M4 X 8mm CR6+FRE 24140-M4/8/SOHTCS/TC1D/ISO4762 | FASTENAL COMPANY ANIXTER OHTA BOSSARD TR FORMAC DIV OF TR FASTENINGS | STM
3036 | 8 | 11 |  | CTAComponent | 5494237 | 1 | Release | Each | 8.0 | Reinforce column |  |  | CCX
3037 | 7 | 6 |  | CTAComponent | 1000-M5C016-04 | 5 | Release | Each | 30.0 | Hexagon Socket Head Cap Screw, M5-0.8, X16mm Long, Grade 8.8 Steel, Zinc Plated, RoHS Fastener | 11060-M5C16KCSC9Z6/912 24140-M5/16/SOHTCS/TC1D/DIN912 10487-1000-M5C016-04 20589-ZS2540016ZP0000 A0996-BN 4 M5 x 16mm CR6+FREE | ANIXTER TR FORMAC DIV OF TR FASTENINGS OHTA FASTENAL COMPANY BOSSARD | STM
3038 | 7 | 5 |  | CTAComponent | 5454546 | 1 | Release | Each | 2.0 | Linear Guides |  |  | CCX
3039 | 7 | 9 |  | CTAComponent | 2106-M5-14 | 1 | Release | Each | 34.0 | Spring Lock Washer with Flat Ends JIS B1251, M5, Spring Stainless Steel, Rohs Fastener | 24140-2106-M5-14 | TR FORMAC DIV OF TR FASTENINGS | STM
3040 | 7 | 10 |  | CTAComponent | C2106-M6-02 | 3 | Release | Each | 6.0 | Spring Lock Washer, M6, Zinc plated, Rohs Fastener | 24140-C2106-M6-02 | TR FORMAC DIV OF TR FASTENINGS | HLE
3041 | 7 | 8 |  | CTAComponent | 2000-M5-03 | 5 | Release | Each | 4.0 | Flat Washer, ISO7089, M5, Steel 200HV, Zinc Plated, RoHS Fastener | A0996-BN343-M5 CR3 11060-M5NWSFSTZ6/125ATP 20589-10948-03456 24140-M5/-/PWSTWA/TC1/DIN125 10487-7130111-5 | BOSSARD ANIXTER FASTENAL COMPANY TR FORMAC DIV OF TR FASTENINGS OHTA | STM
3042 | 7 | 7 |  | CTAComponent | 1000-M6C016-04 | 4 | Release | Each | 6.0 | Hexagon Socket Head Cap Screw, M6-1, X16mm Long, Grade 8.8 Steel, Zinc Plated, RoHS Fastener | 20589-10948-03239 10487-1000-M6C016-04 24140-M6/16/SOHTCS/TC1D/DIN912 11060-M6C16KCSC9Z6/912 A0996-BN 4 M6 x 16mm CR6+FREE | FASTENAL COMPANY OHTA TR FORMAC DIV OF TR FASTENINGS ANIXTER BOSSARD | STM
3043 | 7 | 11 |  | CTAComponent | 3000-M5C-04 | 4 | Release | Each | 4.0 | Hexagon Nut, ISO4032, M5-0.8, Grade 8 Steel, Zinc Plated, RoHS Fastener | 20589-10948-03687 A0996-BN117 M5 CR6+FREE 24140-M5/-/HFH8-/TC1D/DIN934 11060-M5CNFHSTZ6/934 | FASTENAL COMPANY BOSSARD TR FORMAC DIV OF TR FASTENINGS ANIXTER | STM
3044 | 7 | 4 |  | CTAComponent | 5181222 | 2 | Release | Each | 2.0 | Close cover |  |  | HLE
3045 | 6 | 4 |  | CTAAssembly | 5452892 | 1 | Release | Each | 1.0 | Column movement motor ASM |  |  | CCX
3046 | 7 | 2 |  | CTAComponent | 5445994 | 1 | Release | Each | 1.0 | Motor mounting plate |  |  | CCX
3047 | 7 | 1 |  | CTAComponent | 5437963 | 1 | Release | Each | 1.0 | Drive gear |  |  | CCX
3048 | 7 | 5 |  | CTAComponent | 5436857 | 1 | Release | Each | 1.0 | Potentiometer gear B |  |  | CCX
3049 | 7 | 4 |  | CTAComponent | 5461746 | 1 | Release | Each | 1.0 | Potentiometer gear A |  |  | CCX
3050 | 7 | 3 |  | CTAComponent | 5441131 | 1 | Release | Each | 1.0 | Potentiometer mounting plate |  |  | CCX
3051 | 7 | 8 |  | CTAComponent | 1000-M4C008-04 | 6 | Release | Each | 6.0 | Hexagon Socket Head Cap Screw, ISO 4762, M4-0.7, X8mm Long, Grade 8.8 Steel, Zinc Plated, RoHS Fastener | 20589-10948-03230 11060-M4C8KCSC9Z6/912 10487-1000-M4C008-04 A0996-BN 4 M4 X 8mm CR6+FRE 24140-M4/8/SOHTCS/TC1D/ISO4762 | FASTENAL COMPANY ANIXTER OHTA BOSSARD TR FORMAC DIV OF TR FASTENINGS | STM
3052 | 7 | 7 |  | CTAComponent | 5457710 | 1 | Release | Each | 1.0 | Table column SID potentiometer and cable |  |  | HLE
3053 | 7 | 6 |  | CTAComponent | 5446779 | 1 | Release | Each | 1.0 | Column movement motor and gear box assembly |  |  | HLE
3054 | 7 | 11 |  | CTAComponent | 2000-M6-03 | 3 | Release | Each | 8.0 | Flat Washer, ISO7089, M6, Steel 200HV, Zinc Plated, RoHS Fastener | 20589-10948-03457 10487-2000-M6-03 11060-M6NWSFSTZ6/125ATP 24140-M6/-/PWSTWA/TC1/DIN125 | FASTENAL COMPANY OHTA ANIXTER TR FORMAC DIV OF TR FASTENINGS | STM
3055 | 7 | 10 |  | CTAComponent | 1003-M6C016-22 | 2 | Release | Each | 4.0 | Hexagon Socket Button Head Screw, M6-1, X16mm Long, Grade10.9 Steel, Black Oxide, RoHS Fastener | 11060-M6C16KBCC2/7380 A0996-1020749 20589-10948-03335 | ANIXTER BOSSARD FASTENAL COMPANY | STM
3056 | 7 | 9 |  | CTAComponent | 1000-M6C016-04 | 4 | Release | Each | 4.0 | Hexagon Socket Head Cap Screw, M6-1, X16mm Long, Grade 8.8 Steel, Zinc Plated, RoHS Fastener | 20589-10948-03239 10487-1000-M6C016-04 24140-M6/16/SOHTCS/TC1D/DIN912 11060-M6C16KCSC9Z6/912 A0996-BN 4 M6 x 16mm CR6+FREE | FASTENAL COMPANY OHTA TR FORMAC DIV OF TR FASTENINGS ANIXTER BOSSARD | STM
3057 | 7 | 12 |  | CTAComponent | C2106-M6-02 | 3 | Release | Each | 8.0 | Spring Lock Washer, M6, Zinc plated, Rohs Fastener | 24140-C2106-M6-02 | TR FORMAC DIV OF TR FASTENINGS | HLE
3058 | 6 | 6 |  | CTAAssembly | 5456207 | 1 | Release | Each | 1.0 | Motor driver ASM |  |  | CCX
3059 | 7 | 3 |  | CTAComponent | 1000-M3C006-04 | 5 | Release | Each | 4.0 | Hexagon Socket Head Cap Screw, ISO 4762, M3-0.5, X6mm Long, Grade 8.8 Steel, Zinc Plated, RoHS Fastener | 20589-10948-03224 10487-1000-M3C006-04 24140-M3/6/SOHTCS/TC1D/DIN912 11060-M3C6KCSC9Z6/912 A0996-BN 4 M3 X 6mm CR6+FREE | FASTENAL COMPANY OHTA TR FORMAC DIV OF TR FASTENINGS ANIXTER BOSSARD | STM
3060 | 7 | 1 |  | CTAComponent | 5457761 | 1 | Release | Each | 1.0 | Motor driver bracket |  |  | CCX
3061 | 7 | 5 |  | CTAComponent | 2106-M3-05 | 2 | Release | Each | 4.0 | Spring Lock Washer with Flat Ends JIS B1251, M3, Spring Steel, Zinc Plated, Rohs Fastener | 24140-MEP M3/SPSTWA/TC1D/JIS B1251 | TR FORMAC DIV OF TR FASTENINGS | STM
3062 | 7 | 4 |  | CTAComponent | 2000-M3-03 | 2 | Release | Each | 4.0 | WASHER PLAIN - LARGE 3.2 MM 7 MM , HV200, Steel, Zinc plate RoHS Washer | 10487-2000-M3-03 23983-6083737 24140-200-M3-03 | OHTA BOSSARD CHINA TR FORMAC DIV OF TR FASTENINGS | STM
3063 | 7 | 2 |  | ECCCollectorPart | 5476848 | 3 | Release | Each | 1.0 | PT800+ SID Motor Driver collector |  |  | HLE
3064 | 8 |  | f2 | CTAComponent | 5459814 | 3 | Release | Each | 1.0 | PS800R SID Motor Driver |  |  | CCX
3065 | 6 | 8 |  | CTAAssembly | 5449655 | 1 | Release | Each | 1.0 | Compressor driven wheel ASM |  |  | CCX
3066 | 7 | 1 |  | CTAComponent | 5453899 | 1 | Release | Each | 1.0 | Driven wheel mounting block |  |  | CCX
3067 | 7 | 3 |  | CTAComponent | 5449816 | 1 | Release | Each | 1.0 | Shaft sleeve A |  |  | CCX
3068 | 7 | 5 |  | CTAComponent | 5461748 | 1 | Release | Each | 1.0 | Driven wheel shaft |  |  | CCX
3069 | 7 | 4 |  | CTAComponent | 5447781 | 1 | Release | Each | 1.0 | Compressor driven wheel |  |  | CCX
3070 | 7 | 2 |  | CTAComponent | 5438918 | 1 | Release | Each | 1.0 | Driven wheel mounting base |  |  | CCX
3071 | 7 | 7 |  | CTAComponent | 5452244 | 1 | Release | Each | 2.0 | Bearing NSK 6900 |  |  | CCX
3072 | 7 | 8 |  | CTAComponent | 5494372 | 1 | Release | Each | 1.0 | Circlip for hole-GB893.1-86 22 Series Fastener Drawing RoHS Compliant |  |  | CCX
3073 | 7 | 9 |  | CTAComponent | C5001-M10-02 | 1 | Release | Each | 1.0 | GB_T 894.1，M10，Spring Steel，Black Oxide finish，RoHS Fastener | 25114-M10/-/-STSR/BO/GB894.1 | TR FORMAC SHANGHAI PTE LTD | HLE
3074 | 7 | 6 |  | CTAComponent | 5445365 | 1 | Release | Each | 1.0 | Shaft sleeve B |  |  | CCX
3075 | 7 | 13 |  | CTAComponent | C2106-M6-02 | 3 | Release | Each | 2.0 | Spring Lock Washer, M6, Zinc plated, Rohs Fastener | 24140-C2106-M6-02 | TR FORMAC DIV OF TR FASTENINGS | HLE
3076 | 7 | 12 |  | CTAComponent | 2000-M6-03 | 3 | Release | Each | 2.0 | Flat Washer, ISO7089, M6, Steel 200HV, Zinc Plated, RoHS Fastener | 20589-10948-03457 10487-2000-M6-03 11060-M6NWSFSTZ6/125ATP 24140-M6/-/PWSTWA/TC1/DIN125 | FASTENAL COMPANY OHTA ANIXTER TR FORMAC DIV OF TR FASTENINGS | STM
3077 | 7 | 11 |  | CTAComponent | 1000-M6C035-04 | 2 | Release | Each | 2.0 | Hexagon Socket Head Cap Screw, M6-1, X35mm Long, Grade 8.8 Steel, Zinc Plated, RoHS Fastener | 11060-M6C35KCSC9Z6/912 20589-ZS2550035ZP0000 10487-1000-M6C035-04 | ANIXTER FASTENAL COMPANY OHTA | STM
3078 | 7 | 10 |  | CTAComponent | 1000-M4C008-04 | 6 | Release | Each | 2.0 | Hexagon Socket Head Cap Screw, ISO 4762, M4-0.7, X8mm Long, Grade 8.8 Steel, Zinc Plated, RoHS Fastener | 20589-10948-03230 11060-M4C8KCSC9Z6/912 10487-1000-M4C008-04 A0996-BN 4 M4 X 8mm CR6+FRE 24140-M4/8/SOHTCS/TC1D/ISO4762 | FASTENAL COMPANY ANIXTER OHTA BOSSARD TR FORMAC DIV OF TR FASTENINGS | STM
3079 | 6 | 7 |  | CTAAssembly | 5457760 | 1 | Release | Each | 1.0 | Compressor ASM |  |  | CCX
3080 | 7 | 2 |  | CTAComponent | 5457164 | 1 | Release | Each | 2.0 | Mounting block |  |  | CCX
3081 | 7 | 4 |  | CTAAssembly | 5450625 | 2 | Release | Each | 1.0 | Guide shaft B ASM |  |  | CCX
3082 | 8 | 2 |  | CTAAssembly | 5436858 | 2 | Release | Each | 1.0 | Connecting shaft ASM |  |  | CCX
3083 | 9 | 2 |  | CTAComponent | 5459439 | 2 | Release | Each | 1.0 | Connecting shaft |  |  | CCX
3084 | 9 | 1 |  | CTAComponent | 5442945 | 1 | Release | Each | 1.0 | Linear bearing housing |  |  | CCX
3085 | 8 | 3 |  | CTAAssembly | 5449359 | 1 | Release | Each | 1.0 | Connecting shaft bracket ASM |  |  | CCX
3086 | 9 | 2 |  | CTAComponent | 5462455 | 1 | Release | Each | 1.0 | Connecting shaft bracket B |  |  | CCX
3087 | 9 | 1 |  | CTAComponent | 5441306 | 1 | Release | Each | 1.0 | Connecting shaft bracket A |  |  | CCX
3088 | 8 | 1 |  | CTAComponent | 5436065 | 1 | Release | Each | 1.0 | Guide shaft B |  |  | CCX
3089 | 8 | 7 |  | CTAComponent | 5458683 | 1 | Release | Each | 2.0 | BEARING LME16UU |  |  | CCX
3090 | 8 | 6 |  | CTAComponent | 5494294 | 1 | Release | Each | 2.0 | Circlip for hole-GB893.1-86 26 Series Fastener Drawing RoHS Compliant |  |  | CCX
3091 | 8 | 5 |  | CTAComponent | 5462456 | 2 | Release | Each | 1.0 | Decorative pipe |  |  | CCX
3092 | 8 | 8 |  | CTAComponent | 5497563 | 1 | Release | Each | 1.0 | Bearing TOK DR-40-H17 |  |  | CCX
3093 | 8 | 4 |  | CTAComponent | 5497564 | 1 | Release | Each | 1.0 | Shaft sleeve |  |  | CCX
3094 | 7 | 5 |  | CTAComponent | 5441305 | 1 | Release | Each | 1.0 | Balance block |  |  | CCX
3095 | 7 | 3 |  | CTAComponent | 5438144 | 1 | Release | Each | 2.0 | Guide shaft A |  |  | CCX
3096 | 7 | 1 |  | CTAComponent | 5437363 | 1 | Release | Each | 1.0 | Compressor baseplate |  |  | CCX
3097 | 7 | 10 |  | CTAComponent | 5461747 | 1 | Release | Each | 1.0 | Cup fixing screw |  |  | CCX
3098 | 7 | 9 |  | CTAComponent | 5438917 | 1 | Release | Each | 1.0 | Cup connecting part |  |  | CCX
3099 | 7 | 7 |  | CTAComponent | 5447780 | 1 | Release | Each | 1.0 | Balance block bracket |  |  | CCX
3100 | 7 | 8 |  | CTAComponent | 5454713 | 2 | Release | Each | 1.0 | Cup connecting pipe |  |  | CCX
3101 | 7 | 6 |  | CTAComponent | 5449815 | 1 | Release | Each | 4.0 | Balance block guide sleeve |  |  | CCX
3102 | 7 | 12 |  | CTAComponent | 5437364 | 1 | Release | Each | 1.0 | End plate |  |  | CCX
3103 | 7 | 11 |  | CTAAssembly | 5455577 | 1 | Release | Each | 1.0 | Guideway ASM |  |  | CCX
3104 | 8 | 1 |  | CTAComponent | 5436861 | 1 | Release | Each | 1.0 | Guideway |  |  | CCX
3105 | 8 | 4 |  | CTAComponent | 5444512 | 1 | Release | Each | 2.0 | Plate 3 |  |  | CCX
3106 | 8 | 3 |  | CTAComponent | 5446971 | 1 | Release | Each | 1.0 | Plate 2 |  |  | CCX
3107 | 8 | 2 |  | CTAComponent | 5453897 | 1 | Release | Each | 1.0 | Plate 1 |  |  | CCX
3108 | 7 | 16 |  | CTAComponent | 1000-M4C012-04 | 4 | Release | Each | 1.0 | Hexagon Socket Head Cap Screw, M4-0.7, X12mm Long, Grade 8.8 Steel, Zinc Plated, RoHS Fastener | 11060-M4C12KCSC9Z6/912 24140-M4/12/SOHTCS/TC1D/DIN912 20589-10948-03232 10487-1000-M4C012-04 A0996-BN 4 M4 X 12mm CR6+FREE | ANIXTER TR FORMAC DIV OF TR FASTENINGS FASTENAL COMPANY OHTA BOSSARD | STM
3109 | 7 | 17 |  | CTAComponent | 1000-M4C025-04 | 3 | Release | Each | 8.0 | Hexagon Socket Head Cap Screw, M4-0.7, X25mm Long, Grade 8.8 Steel, Zinc Plated, RoHS Fastener | 11060-M4C25KCSC9Z6/912 24140-M4/25/HHSTBL/TC1D 20589-10948-03235 10487-1000-M4C025-04 | ANIXTER TR FORMAC DIV OF TR FASTENINGS FASTENAL COMPANY OHTA | STM
3110 | 7 | 15 |  | CTAComponent | 5450657 | 1 | Release | Each | 4.0 | M4x10_GB973 |  |  | CCX
3111 | 7 | 14 |  | CTAComponent | 5476931 | 1 | Release | Each | 1.0 | Compressor cup |  |  | HLE
3112 | 7 | 13 |  | CTAComponent | 5494304 | 1 | Release | Each | 1.0 | Guide block |  |  | CCX
3113 | 7 | 20 |  | CTAComponent | 2000-M4-03 | 3 | Release | Each | 1.0 | FLAT WASHER - NORMAL SERIES, ISO 7089, M4 CLASS 200H STEEL, ZINC PLATED RoHS FASTENER | 24140-M4/-/PWSTWA/TC1/DIN125 10487-2000-M4-03 A0996-BN 343 M4 CR6+FREE 24432-11103691 11060-M4NWSFSTZ6/125ATP | TR FORMAC DIV OF TR FASTENINGS OHTA BOSSARD FASTENAL ANIXTER | STM
3114 | 7 | 21 |  | CTAComponent | C2106-M4-02 | 3 | Release | Each | 9.0 | Spring Lock Washer, M4, Zinc plated, Rohs Fastener | 24140-C2106-M4-02 | TR FORMAC DIV OF TR FASTENINGS | HLE
3115 | 7 | 19 |  | CTAComponent | 1010-M4C006-14 | 2 | Release | Each | 3.0 | Phillips Flat Head Screw, ISO 7046, M4-0.7, X6mm Long, Grade 4.8 Steel, Zinc Plated, RoHS Fastener | 11060-M4C6MXFSTZ6/965A A0996-BN 388 M4-0.7 x 6mm CR6+FREE 12217-25030-109 | ANIXTER BOSSARD MIDWEST PRODUCTS & ENGINEERING | STM
3116 | 7 | 18 |  | CTAComponent | 1010-M3C006-14 | 1 | Release | Each | 8.0 | Phillips Flat Head Screw, ISO 7046, M3-0.5, X6mm Long, Grade 4.8 Steel, Zinc Plated, RoHS Fastener | 20589-10948-03501 11060-M3C6MXFSTZ6/965A | FASTENAL COMPANY ANIXTER | STM
3117 | 7 | 22 |  | CTAComponent | 5494305 | 1 | Release | Each | 1.0 | Adjusting sleeve |  |  | CCX
3118 | 6 | 5 |  | CTAAssembly | 5452893 | 1 | Release | Each | 1.0 | Tube rotate switch ASM |  |  | CCX
3119 | 7 | 2 |  | CTAComponent | 5448409 | 2 | Release | Each | 1.0 | MICRO SWITCH |  |  | HLE
3120 | 7 | 4 |  | CTAComponent | 5459257 | 1 | Release | Each | 1.0 | thread hole plate |  |  | CCX
3121 | 7 | 3 |  | CTAComponent | C1213-M4C030-14 | 1 | Release | Each | 2.0 | GB_T 9074.8，M4x30mm，Grade 4.8 Steel，Zinc finish，RoHS Fastener | 25114-M4/30/PPSTPS/TC1/GB9074.8 | TR FORMAC SHANGHAI PTE LTD | HLE
3122 | 7 | 1 |  | CTAComponent | 5443553 | 1 | Release | Each | 1.0 | Tube rotate micro switch bracket |  |  | CCX
3123 | 7 | 6 |  | CTAComponent | 5447590 | 1 | Release | Each | 1.0 | through hole plate |  |  | CCX
3124 | 7 | 5 |  | CTAComponent | 5460819 | 1 | Release | Each | 1.0 | insulation piece |  |  | CCX
3125 | 6 | 3 |  | CTAAssembly | 5461566 | 1 | Release | Each | 1.0 | Column movement assembly |  |  | CCX
3126 | 7 | 2 |  | CTAComponent | 5459438 | 1 | Release | Each | 1.0 | Cover plate A |  |  | CCX
3127 | 7 | 3 |  | CTAComponent | 5447779 | 1 | Release | Each | 2.0 | SID limited block A |  |  | CCX
3128 | 7 | 1 |  | CTAAssembly | 5453896 | 1 | Release | Each | 1.0 | L column |  |  | CCX
3129 | 8 | 1 |  | CTAComponent | 5494269 | 2 | Release | Each | 1.0 | L column |  |  | CCX
3130 | 8 | 4 |  | CTAComponent | 5446169 | 1 | Release | Each | 2.0 | L column reinforce plate A |  |  | CCX
3131 | 8 | 3 |  | CTAComponent | 5436856 | 1 | Release | Each | 1.0 | Tube bracket mounting plate |  |  | CCX
3132 | 8 | 2 |  | CTAComponent | 5457931 | 1 | Release | Each | 1.0 | Slider mounting plate |  |  | CCX
3133 | 8 | 6 |  | CTAComponent | 5459436 | 1 | Release | Each | 1.0 | L column reinforce plate C |  |  | CCX
3134 | 8 | 7 |  | CTAComponent | 5446970 | 1 | Release | Each | 8.0 | Nut column B |  |  | CCX
3135 | 8 | 5 |  | CTAComponent | 5456389 | 1 | Release | Each | 4.0 | L column reinforce plate B |  |  | CCX
3136 | 7 | 5 |  | CTAComponent | 5494271 | 1 | Release | Each | 2.0 | Cable bracket |  |  | CCX
3137 | 7 | 6 |  | CTAComponent | 5451397 | 1 | Release | Each | 4.0 | Linear Guides Slider |  |  | CCX
3138 | 7 | 4 |  | CTAComponent | 5455576 | 1 | Release | Each | 1.0 | Cover plate B |  |  | CCX
3139 | 7 | 8 |  | CTAComponent | 1000-M5C012-04 | 5 | Release | Each | 6.0 | Hexagon Socket Head Cap Screw, M5-0.8, X12mm Long, Grade 8.8 Steel, Zinc Plated, RoHS Fastener | 11060-M5C12KCSC9Z6/912 10487-1000-M5C012-04 24140-M5/12/SOHTCS/TC1D/DIN912 20589-ZS2540012ZP0000 A0996-BN 3 M5x12mm CR6+FREE | ANIXTER OHTA TR FORMAC DIV OF TR FASTENINGS FASTENAL COMPANY BOSSARD | STM
3140 | 7 | 7 |  | CTAComponent | 1000-M4C008-04 | 6 | Release | Each | 4.0 | Hexagon Socket Head Cap Screw, ISO 4762, M4-0.7, X8mm Long, Grade 8.8 Steel, Zinc Plated, RoHS Fastener | 20589-10948-03230 11060-M4C8KCSC9Z6/912 10487-1000-M4C008-04 A0996-BN 4 M4 X 8mm CR6+FRE 24140-M4/8/SOHTCS/TC1D/ISO4762 | FASTENAL COMPANY ANIXTER OHTA BOSSARD TR FORMAC DIV OF TR FASTENINGS | STM
3141 | 7 | 11 |  | CTAComponent | 2000-M4-03 | 3 | Release | Each | 4.0 | FLAT WASHER - NORMAL SERIES, ISO 7089, M4 CLASS 200H STEEL, ZINC PLATED RoHS FASTENER | 24140-M4/-/PWSTWA/TC1/DIN125 10487-2000-M4-03 A0996-BN 343 M4 CR6+FREE 24432-11103691 11060-M4NWSFSTZ6/125ATP | TR FORMAC DIV OF TR FASTENINGS OHTA BOSSARD FASTENAL ANIXTER | STM
3142 | 7 | 10 |  | CTAComponent | 1010-M4C006-14 | 2 | Release | Each | 8.0 | Phillips Flat Head Screw, ISO 7046, M4-0.7, X6mm Long, Grade 4.8 Steel, Zinc Plated, RoHS Fastener | 11060-M4C6MXFSTZ6/965A A0996-BN 388 M4-0.7 x 6mm CR6+FREE 12217-25030-109 | ANIXTER BOSSARD MIDWEST PRODUCTS & ENGINEERING | STM
3143 | 7 | 9 |  | CTAComponent | 1000-M5C025-04 | 3 | Release | Each | 14.0 | Hexagon Socket Head Cap Screw, M5-0.8, X25mm Long, Grade 8.8 Steel, Zinc Plated, RoHS Fastener | 11060-M5C25KCSC9Z6/912 25114-1000-M5C025-04 20589-11103214 10487-1000-M5C025-04 | ANIXTER TR FORMAC SHANGHAI PTE LTD FASTENAL COMPANY OHTA | STM
3144 | 7 | 13 |  | CTAComponent | 2106-M5-14 | 1 | Release | Each | 20.0 | Spring Lock Washer with Flat Ends JIS B1251, M5, Spring Stainless Steel, Rohs Fastener | 24140-2106-M5-14 | TR FORMAC DIV OF TR FASTENINGS | STM
3145 | 7 | 14 |  | CTAComponent | C2106-M4-02 | 3 | Release | Each | 4.0 | Spring Lock Washer, M4, Zinc plated, Rohs Fastener | 24140-C2106-M4-02 | TR FORMAC DIV OF TR FASTENINGS | HLE
3146 | 7 | 12 |  | CTAComponent | 2000-M5-03 | 5 | Release | Each | 14.0 | Flat Washer, ISO7089, M5, Steel 200HV, Zinc Plated, RoHS Fastener | A0996-BN343-M5 CR3 11060-M5NWSFSTZ6/125ATP 20589-10948-03456 24140-M5/-/PWSTWA/TC1/DIN125 10487-7130111-5 | BOSSARD ANIXTER FASTENAL COMPANY TR FORMAC DIV OF TR FASTENINGS OHTA | STM
3147 | 6 | 2 |  | CTAAssembly | 5455398 | 1 | Release | Each | 2.0 | Column micro switch ASM |  |  | CCX
3148 | 7 | 1 |  | CTAComponent | 5461567 | 1 | Release | Each | 1.0 | SID micro switch bracket |  |  | CCX
3149 | 7 | 3 |  | CTAComponent | C1213-M4C030-14 | 1 | Release | Each | 2.0 | GB_T 9074.8，M4x30mm，Grade 4.8 Steel，Zinc finish，RoHS Fastener | 25114-M4/30/PPSTPS/TC1/GB9074.8 | TR FORMAC SHANGHAI PTE LTD | HLE
3150 | 7 | 5 |  | CTAComponent | 5460819 | 1 | Release | Each | 1.0 | insulation piece |  |  | CCX
3151 | 7 | 4 |  | CTAComponent | 5459257 | 1 | Release | Each | 1.0 | thread hole plate |  |  | CCX
3152 | 7 | 2 |  | CTAComponent | 5448409 | 2 | Release | Each | 1.0 | MICRO SWITCH |  |  | HLE
3153 | 7 | 6 |  | CTAComponent | 5447590 | 1 | Release | Each | 1.0 | through hole plate |  |  | CCX
3154 | 6 | 12 |  | CTAAssembly | 5449656 | 1 | Release | Each | 1.0 | Cup holder assembly |  |  | CCX
3155 | 7 | 2 |  | CTAComponent | 5448605 | 1 | Release | Each | 1.0 | Rotating shaft |  |  | CCX
3156 | 7 | 4 |  | CTAComponent | 5458684 | 1 | Release | Each | 1.0 | Barium cup |  |  | CCX
3157 | 7 | 5 |  | CTAComponent | 1010-M5C016-14 | 1 | Release | Each | 1.0 | Phillips Flat Head Screw, ISO 7046, M5-0.8, X16mm Long, Grade 4.8 Steel, Zinc Plated, RoHS Fastener | 20589-10948-03516 11060-M5C16MXFSTZ6/965A | FASTENAL COMPANY ANIXTER | STM
3158 | 7 | 3 |  | CTAComponent | 5439705 | 1 | Release | Each | 1.0 | Cup bracket |  |  | CCX
3159 | 7 | 1 |  | CTAAssembly | 5446172 | 1 | Release | Each | 1.0 | Cup fixed ASM |  |  | CCX
3160 | 8 | 2 |  | CTAComponent | 5445367 | 1 | Release | Each | 1.0 | Support pipe |  |  | CCX
3161 | 8 | 1 |  | CTAComponent | 5460205 | 1 | Release | Each | 1.0 | Base |  |  | CCX
3162 | 7 | 6 |  | CTAComponent | C1213-M3C006-14 | 1 | Release | Each | 2.0 | GB_T 9074.8，M3x6mm，Grade 4.8 Steel，Zinc finish，RoHS Fastener | 25114-M3/6/PPSTPS/TC1/GB9074.8 | TR FORMAC SHANGHAI PTE LTD | HLE
3163 | 6 | 13 |  | CTAAssembly | 5453902 | 1 | Release | Each | 1.0 | Back cover assembly |  |  | CCX
3164 | 7 | 1 |  | CTAComponent | 5441133 | 1 | Release | Each | 1.0 | Back cover |  |  | CCX
3165 | 7 | 4 |  | CTAComponent | 5494388 | 1 | Release | Each | 1.0 | Reinforce plate |  |  | CCX
3166 | 7 | 3 |  | CTAComponent | 5443789 | 1 | Release | Each | 1.0 | Mounting plate |  |  | CCX
3167 | 7 | 2 |  | CTAComponent | 5441309 | 1 | Release | Each | 6.0 | Cushion block |  |  | CCX
3168 | 6 | 14 |  | CTAComponent | 5454547 | 1 | Release | Each | 1.0 | Cable bracket |  |  | CCX
3169 | 6 | 16 |  | CTAAssembly | 5437161 | 3 | Release | Each | 1.0 | Inner MIC assembly |  |  | CCX
3170 | 6 | 15 |  | CTAComponent | 5456391 | 1 | Release | Each | 2.0 | Electromagnetic brake cover |  |  | CCX
3171 | 6 | 11 |  | CTAAssembly | 5437186 | 1 | Release | Each | 1.0 | Column cover assembly |  |  | CCX
3172 | 7 | 2 |  | CTAComponent | 5440479 | 1 | Release | Each | 1.0 | MIC base |  |  | CCX
3173 | 7 | 3 |  | CTAComponent | 5494384 | 1 | Release | Each | 1.0 | Sleeve |  |  | CCX
3174 | 7 | 1 |  | CTAAssembly | 5456390 | 1 | Release | Each | 1.0 | Front cover ASM |  |  | CCX
3175 | 8 | 2 |  | CTAComponent | 5459441 | 1 | Release | Each | 1.0 | Speaker base |  |  | CCX
3176 | 8 | 1 |  | CTAComponent | 5443731 | 1 | Release | Each | 1.0 | Front cover |  |  | CCX
3177 | 8 | 6 |  | CTAComponent | 5436067 | 1 | Release | Each | 1.0 | Front cover bracket 2 |  |  | CCX
3178 | 8 | 5 |  | CTAComponent | 5449818 | 1 | Release | Each | 1.0 | Speaker mounting plate |  |  | CCX
3179 | 8 | 4 |  | CTAComponent | 5453071 | 1 | Release | Each | 4.0 | Front cover bracket 1 |  |  | CCX
3180 | 8 | 3 |  | CTAComponent | 5453901 | 1 | Release | Each | 2.0 | Nut column C |  |  | CCX
3181 | 8 | 7 |  | CTAComponent | 5442144 | 1 | Release | Each | 1.0 | Reinforce plate |  |  | CCX
3182 | 6 | 10 |  | CTAAssembly | 5453712 | 1 | Release | Each | 1.0 | Compressor micro swich ASM |  |  | CCX
3183 | 7 | 2 |  | CTAComponent | 5461564 | 2 | Release | Each | 1.0 | MICRO SWITCH |  |  | HLE
3184 | 7 | 4 |  | CTAComponent | 5459257 | 1 | Release | Each | 1.0 | thread hole plate |  |  | CCX
3185 | 7 | 3 |  | CTAComponent | C1213-M4C030-14 | 1 | Release | Each | 2.0 | GB_T 9074.8，M4x30mm，Grade 4.8 Steel，Zinc finish，RoHS Fastener | 25114-M4/30/PPSTPS/TC1/GB9074.8 | TR FORMAC SHANGHAI PTE LTD | HLE
3186 | 7 | 1 |  | CTAComponent | 5447606 | 1 | Release | Each | 1.0 | Compressor micro swich bracket |  |  | CCX
3187 | 7 | 6 |  | CTAComponent | 5447590 | 1 | Release | Each | 1.0 | through hole plate |  |  | CCX
3188 | 7 | 5 |  | CTAComponent | 5460819 | 1 | Release | Each | 1.0 | insulation piece |  |  | CCX
3189 | 6 | 9 |  | CTAAssembly | 5437965 | 1 | Release | Each | 1.0 | Compressor motor and gear box ASM |  |  | CCX
3190 | 7 | 2 |  | CTAComponent | 5437964 | 4 | Release | Each | 1.0 | Compressor motor and gear box assembly |  |  | CCX
3191 | 7 | 3 |  | CTAComponent | 1000-M4C012-04 | 4 | Release | Each | 2.0 | Hexagon Socket Head Cap Screw, M4-0.7, X12mm Long, Grade 8.8 Steel, Zinc Plated, RoHS Fastener | 11060-M4C12KCSC9Z6/912 24140-M4/12/SOHTCS/TC1D/DIN912 20589-10948-03232 10487-1000-M4C012-04 A0996-BN 4 M4 X 12mm CR6+FREE | ANIXTER TR FORMAC DIV OF TR FASTENINGS FASTENAL COMPANY OHTA BOSSARD | STM
3192 | 7 | 1 |  | CTAComponent | 5460829 | 1 | Release | Each | 1.0 | Compressor driving wheel |  |  | CCX
3193 | 6 | 22 |  | CTAComponent | 1000-M5C016-04 | 5 | Release | Each | 4.0 | Hexagon Socket Head Cap Screw, M5-0.8, X16mm Long, Grade 8.8 Steel, Zinc Plated, RoHS Fastener | 11060-M5C16KCSC9Z6/912 24140-M5/16/SOHTCS/TC1D/DIN912 10487-1000-M5C016-04 20589-ZS2540016ZP0000 A0996-BN 4 M5 x 16mm CR6+FREE | ANIXTER TR FORMAC DIV OF TR FASTENINGS OHTA FASTENAL COMPANY BOSSARD | STM
3194 | 6 | 19 |  | CTAComponent | 1000-M4C008-04 | 6 | Release | Each | 15.0 | Hexagon Socket Head Cap Screw, ISO 4762, M4-0.7, X8mm Long, Grade 8.8 Steel, Zinc Plated, RoHS Fastener | 20589-10948-03230 11060-M4C8KCSC9Z6/912 10487-1000-M4C008-04 A0996-BN 4 M4 X 8mm CR6+FRE 24140-M4/8/SOHTCS/TC1D/ISO4762 | FASTENAL COMPANY ANIXTER OHTA BOSSARD TR FORMAC DIV OF TR FASTENINGS | STM
3195 | 6 | 20 |  | CTAComponent | 1000-M4C012-04 | 4 | Release | Each | 8.0 | Hexagon Socket Head Cap Screw, M4-0.7, X12mm Long, Grade 8.8 Steel, Zinc Plated, RoHS Fastener | 11060-M4C12KCSC9Z6/912 24140-M4/12/SOHTCS/TC1D/DIN912 20589-10948-03232 10487-1000-M4C012-04 A0996-BN 4 M4 X 12mm CR6+FREE | ANIXTER TR FORMAC DIV OF TR FASTENINGS FASTENAL COMPANY OHTA BOSSARD | STM
3196 | 6 | 21 |  | CTAComponent | 1000-M5C012-04 | 5 | Release | Each | 6.0 | Hexagon Socket Head Cap Screw, M5-0.8, X12mm Long, Grade 8.8 Steel, Zinc Plated, RoHS Fastener | 11060-M5C12KCSC9Z6/912 10487-1000-M5C012-04 24140-M5/12/SOHTCS/TC1D/DIN912 20589-ZS2540012ZP0000 A0996-BN 3 M5x12mm CR6+FREE | ANIXTER OHTA TR FORMAC DIV OF TR FASTENINGS FASTENAL COMPANY BOSSARD | STM
3197 | 6 | 18 |  | CTAAssembly | 5444084 | 2 | Release | Each | 1.0 | SPK assembly |  |  | CCX
3198 | 6 | 17 |  | CTAComponent | 5440286 | 2 | Release | Each | 1.0 | terminal board |  |  | CCX
3199 | 6 | 26 |  | CTAComponent | 1003-M4C012-31 | 2 | Release | Each | 10.0 | Hexagon Socket Button Head Screw, M4-0.7, X12mm Long, A2-70 Stainless Steel, Passivate, RoHS Fastener | 20589-10948-03353 A0996-1348825 11060-M4C12KBCSJ/7380 | FASTENAL COMPANY BOSSARD ANIXTER | STM
3200 | 6 | 27 |  | CTAComponent | 1007-M4C010-14 | 2 | Release | Each | 13.0 | Phillips Pan Head Screw, ISO 7045, M4-0.7, X10mm Long, Grade 4.8 Steel, Zinc Plated, RoHS Fastener | 11060-M4C10MXPSTZ6/7985 20589-10948-03570 24140-M4/10/PPSTMC/TC1/ISO7045 | ANIXTER FASTENAL COMPANY TR FORMAC DIV OF TR FASTENINGS | STM
3201 | 6 | 28 |  | CTAComponent | 1010-M4C006-14 | 2 | Release | Each | 24.0 | Phillips Flat Head Screw, ISO 7046, M4-0.7, X6mm Long, Grade 4.8 Steel, Zinc Plated, RoHS Fastener | 11060-M4C6MXFSTZ6/965A A0996-BN 388 M4-0.7 x 6mm CR6+FREE 12217-25030-109 | ANIXTER BOSSARD MIDWEST PRODUCTS & ENGINEERING | STM
3202 | 6 | 29 |  | CTAComponent | 2000-M4-03 | 3 | Release | Each | 28.0 | FLAT WASHER - NORMAL SERIES, ISO 7089, M4 CLASS 200H STEEL, ZINC PLATED RoHS FASTENER | 24140-M4/-/PWSTWA/TC1/DIN125 10487-2000-M4-03 A0996-BN 343 M4 CR6+FREE 24432-11103691 11060-M4NWSFSTZ6/125ATP | TR FORMAC DIV OF TR FASTENINGS OHTA BOSSARD FASTENAL ANIXTER | STM
3203 | 6 | 24 |  | CTAComponent | 1000-M6C016-04 | 4 | Release | Each | 4.0 | Hexagon Socket Head Cap Screw, M6-1, X16mm Long, Grade 8.8 Steel, Zinc Plated, RoHS Fastener | 20589-10948-03239 10487-1000-M6C016-04 24140-M6/16/SOHTCS/TC1D/DIN912 11060-M6C16KCSC9Z6/912 A0996-BN 4 M6 x 16mm CR6+FREE | FASTENAL COMPANY OHTA TR FORMAC DIV OF TR FASTENINGS ANIXTER BOSSARD | STM
3204 | 6 | 25 |  | CTAComponent | 1000-M8C025-04 | 3 | Release | Each | 4.0 | Hexagon Socket Head Cap Screw, M8-1.25, X25mm Long, Grade 8.8 Steel, Zinc Plated, RoHS Fastener | 11060-M8C25KCSC9Z6/912 20589-ZS2580025ZP0000 24140-M8/25/SOHTCS/TC1D/DIN912 10487-1000-M8C025-04 | ANIXTER FASTENAL COMPANY TR FORMAC DIV OF TR FASTENINGS OHTA | STM
3205 | 6 | 23 |  | CTAComponent | 1000-M5C020-04 | 4 | Release | Each | 2.0 | Hexagon Socket Head Cap Screw, M5-0.8, X20mm Long, Grade 8.8 Steel, Zinc Plated, RoHS Fastener | 11060-M5C20KCSC9Z6/912 24140-M5/20/SOHTCS/TC1D/DIN912 10487-1000-M5C020-04 20589-11103212 A0996-BN 4 M5 x 20mm CR6+FREE | ANIXTER TR FORMAC DIV OF TR FASTENINGS OHTA FASTENAL COMPANY BOSSARD | STM
3206 | 6 | 34 |  | CTAComponent | 5445416-3 | 1 | Release | Each | 1.0 | AVID PRODUCTS STEEL P-CLAMP or R-clamp DIA7.9, WIDE9.7,19243 SCP-5-323-203 |  |  | HLE
3207 | 6 | 35 |  | CTAComponent | C2106-M4-02 | 3 | Release | Each | 36.0 | Spring Lock Washer, M4, Zinc plated, Rohs Fastener | 24140-C2106-M4-02 | TR FORMAC DIV OF TR FASTENINGS | HLE
3208 | 6 | 36 |  | CTAComponent | C2106-M6-02 | 3 | Release | Each | 4.0 | Spring Lock Washer, M6, Zinc plated, Rohs Fastener | 24140-C2106-M6-02 | TR FORMAC DIV OF TR FASTENINGS | HLE
3209 | 6 | 32 |  | CTAComponent | 2106-M5-14 | 1 | Release | Each | 12.0 | Spring Lock Washer with Flat Ends JIS B1251, M5, Spring Stainless Steel, Rohs Fastener | 24140-2106-M5-14 | TR FORMAC DIV OF TR FASTENINGS | STM
3210 | 6 | 33 |  | CTAComponent | 5445416-2 | 1 | Release | Each | 5.0 | AVID PRODUCTS STEEL P-CLAMP or R-clamp DIA6.4, WIDE9.7, 19243-SCP-4-323-203 |  |  | HLE
3211 | 6 | 31 |  | CTAComponent | 2000-M8-03 | 2 | Release | Each | 5.0 | Flat Washer, ISO7089, M8, Steel 200HV, Zinc Plated, RoHS Fastener | 11060-M8NWSFSTZ6/125ATP 20589-10948-03458 25114-2000-M8-03 | ANIXTER FASTENAL COMPANY TR FORMAC SHANGHAI PTE LTD | STM
3212 | 6 | 30 |  | CTAComponent | 2000-M5-03 | 5 | Release | Each | 10.0 | Flat Washer, ISO7089, M5, Steel 200HV, Zinc Plated, RoHS Fastener | A0996-BN343-M5 CR3 11060-M5NWSFSTZ6/125ATP 20589-10948-03456 24140-M5/-/PWSTWA/TC1/DIN125 10487-7130111-5 | BOSSARD ANIXTER FASTENAL COMPANY TR FORMAC DIV OF TR FASTENINGS OHTA | STM
3213 | 6 | 43 |  | CTAComponent | C1213-M3C016-14 | 1 | Release | Each | 2.0 | GB_T 9074.8，M3x16mm，Grade 4.8 Steel，Zinc finish，RoHS Fastener | 25114-M3/16/PPSTPS/TC1/GB9074.8 | TR FORMAC SHANGHAI PTE LTD | HLE
3214 | 6 | 40 |  | CTAComponent | 5456972 | 2 | Release | Each | 1.0 | compressor resistor 152R |  |  | CCX
3215 | 6 | 41 |  | CTAComponent | 5457946 | 1 | Release | Each | 8.0 | RICHCO FTH-7A1-RT FLAT TIE HOLDER 25.4x25.4x7.1mm, ACCOMODATES 5x2mm |  |  | HLE
3216 | 6 | 42 |  | CTAComponent | 5445188 | 1 | Release | Each | 1.0 | Compressor chain |  |  | CCX
3217 | 6 | 39 |  | CTAComponent | 5456441 | 1 | Release | Each | 3.0 | KANG YANG nylon Cable Clamp P-Clamp CC-1S width9.2mm, bolt hole5.4mm, Dia3.2mm |  |  | HLE
3218 | 6 | 37 |  | CTAComponent | C2106-M8-80 | 1 | Release | Each | 5.0 | GB_T 93，M8，Spring Steel，Black Oxide finish，RoHS Fastener | 25114-M8/-/SRSTWA/BO/GB93 | TR FORMAC SHANGHAI PTE LTD | HLE
3219 | 6 | 46 |  | CTAComponent | C1213-M3C010-14 | 1 | Release | Each | 4.0 | GB_T 9074.8，M3x10mm，Grade 4.8 Steel，Zinc finish，RoHS Fastener | 25114-M3/10/PPSTPS/TC1/GB9074.8 | TR FORMAC SHANGHAI PTE LTD | HLE
3220 | 6 | 47 |  | CTAComponent | 5438150 | 3 | Release | Each | 4.0 | Support Pole |  |  | HLE
3221 | 6 | 45 |  | CTAComponent | 1000-M8C055-04 | 1 | Release | Each | 1.0 | Hexagon Socket Head Cap Screw, M8-1.25, X55mm Long, Grade 8.8 Steel, Zinc Plated, RoHS Fastener | 10487-1000-M8C055-04 | OHTA | STM
3222 | 6 | 44 |  | CTAComponent | 5168929 | 1 | Release | Each | 2.0 | copper socket |  |  | HLE
3223 | 6 | 48 |  | CTAComponent | 5497434 | 1 | Release | Each | 2.0 | Cable bracket 2 |  |  | CCX
3224 | 6 | 38 |  | CTAComponent | 2001-M5-03 | 1 | Release | Each | 2.0 | Large Flat Washer, ISO7093, M5, Steel 200HV, Zinc Plated, RoHS Fastener | 11060-M5NWFESTZ6/9021TH 20589-10948-03485 | ANIXTER FASTENAL COMPANY | STM
3225 | 6 | 50 |  | CTAComponent | 5502206 | 1 | Release | Each | 2.0 | cable clamp 2 |  |  | CCX
3226 | 6 | 51 |  | CTAComponent | C1213-M4C012-14 | 1 | Release | Each | 4.0 | GB_T 9074.8，M4x12mm，Grade 4.8 Steel，Zinc finish，RoHS Fastener | 25114-M4/12/PPSTPS/TC1/GB9074.8 | TR FORMAC SHANGHAI PTE LTD | HLE
3227 | 6 | 49 |  | CTAAssembly | 5500184 | 1 | Release | Each | 1.0 | cable clamp base |  |  | CCX
3228 | 7 | 2 |  | CTAComponent | 5498757 | 1 | Release | Each | 1.0 | Mounting Block |  |  | CCX
3229 | 7 | 4 |  | CTAComponent | 5492966 | 1 | Release | Each | 1.0 | Circlip for shaft-GB894.1-86 15 Series Fastener Drawing RoHS Compliant |  |  | CCX
3230 | 7 | 3 |  | CTAComponent | 5500183 | 1 | Release | Each | 1.0 | Mounting plate |  |  | CCX
3231 | 7 | 1 |  | CTAAssembly | 5457746 | 1 | Release | Each | 1.0 | base for cable clamp |  |  | CCX
3232 | 8 | 2 |  | CTAComponent | 5441352 | 1 | Release | Each | 1.0 | Joint Column |  |  | CCX
3233 | 8 | 1 |  | CTAComponent | 5449848 | 1 | Release | Each | 1.0 | Base Board |  |  | CCX
3234 | 5 | 13 |  | CTAComponent | 5439530 | 2 | Release | Each | 1.0 | Foot_up Cover |  |  | HLE
3235 | 5 | 12 |  | CTAAssembly | 5441941 | 1 | Release | Each | 1.0 | Cover For Column Moving Motor |  |  | HLE
3236 | 6 | 2 |  | CTAComponent | 5446203 | 1 | Release | Each | 1.0 | Cover II |  |  | HLE
3237 | 6 | 1 |  | CTAComponent | 5436098 | 1 | Release | Each | 1.0 | Cover I |  |  | HLE
3238 | 6 | 3 |  | CTAComponent | 5456421 | 2 | Release | Each | 1.0 | Cover III |  |  | HLE
3239 | 5 | 11 |  | CTAAssembly | 5451209 | 1 | Release | Each | 1.0 | Foot Cover Welding Assembly |  |  | HLE
3240 | 6 | 2 |  | CTAComponent | 5453091 | 1 | Release | Each | 3.0 | Joint Block |  |  | HLE
3241 | 6 | 1 |  | CTAComponent | 5457195 | 1 | Release | Each | 1.0 | Foot Cover |  |  | HLE
3242 | 5 | 16 |  | CTAComponent | 5436664 | 1 | Release | Each | 7.0 | Base Close Cover |  |  | HLE
3243 | 5 | 10 |  | CTAAssembly | 5459259 | 2 | Release | Each | 1.0 | Base Motor Cover |  |  | HLE
3244 | 6 | 2 |  | CTAComponent | 5437391 | 1 | Release | Each | 1.0 | Base Motor Cover II |  |  | HLE
3245 | 6 | 3 |  | CTAComponent | 5440486 | 1 | Release | Each | 1.0 | Cover For Protecting Mouse |  |  | HLE
3246 | 6 | 1 |  | CTAComponent | 5445396 | 2 | Release | Each | 1.0 | Base Motor Cover I |  |  | CCX
3247 | 6 | 4 |  | CTAComponent | C1213-M3C006-14 | 1 | Release | Each | 2.0 | GB_T 9074.8，M3x6mm，Grade 4.8 Steel，Zinc finish，RoHS Fastener | 25114-M3/6/PPSTPS/TC1/GB9074.8 | TR FORMAC SHANGHAI PTE LTD | HLE
3248 | 5 | 36 |  | CTAAssembly | 5452945 | 6 | Release | Each | 1.0 | Table Electrical Control Unit |  |  | CCX
3249 | 6 | 7 |  | CTAComponent | 1007-M2C008-31 | 1 | Release | Each | 2.0 | Phillips Pan Head Screw, ISO 7045, M2-0.4, X8mm Long, A2-70 Stainless Steel, Passivate, RoHS Fastener | 20589-10948-03589 | FASTENAL COMPANY | STM
3250 | 6 | 6 |  | CTAComponent | 5453489 | 3 | Release | Each | 1.0 | Table Board DC Power Cable |  |  | CCX
3251 | 6 | 9 |  | CTAComponent | 5445416-2 | 1 | Release | Each | 4.0 | AVID PRODUCTS STEEL P-CLAMP or R-clamp DIA6.4, WIDE9.7, 19243-SCP-4-323-203 |  |  | HLE
3252 | 6 | 1 |  | CTAAssembly | 5453695 | 3 | Release | Each | 1.0 | Electrical Bracket Welding Assembly |  |  | HLE
3253 | 7 | 2 |  | CTAComponent | 5438150 | 3 | Release | Each | 12.0 | Support Pole |  |  | HLE
3254 | 7 | 1 |  | CTAComponent | 5474161 | 3 | Release | Each | 1.0 | Electrical Bracket |  |  | HLE
3255 | 6 | 10 |  | CTAComponent | 5445416-3 | 1 | Release | Each | 2.0 | AVID PRODUCTS STEEL P-CLAMP or R-clamp DIA7.9, WIDE9.7,19243 SCP-5-323-203 |  |  | HLE
3256 | 6 | 2 |  | CTAComponent | 5440911 | 2 | Release | Each | 1.0 | Switch Power |  |  | CCX
3257 | 6 | 8 |  | CTAComponent | C1213-M4C008-14 | 1 | Release | Each | 10.0 | GB_T 9074.8，M4x8mm，Grade 4.8 Steel，Zinc finish，RoHS Fastener | 25114-M4/8/PPSTPS/TC1/GB9074.8 | TR FORMAC SHANGHAI PTE LTD | HLE
3258 | 6 | 13 |  | CTAComponent | C1213-M3C008-14 | 1 | Release | Each | 12.0 | GB_T 9074.8，M3x8mm，Grade 4.8 Steel，Zinc finish，RoHS Fastener | 25114-M3/8/PPSTPS/TC1/GB9074.8 | TR FORMAC SHANGHAI PTE LTD | HLE
3259 | 5 | 25 |  | CTAComponent | 1010-M4C006-14 | 2 | Release | Each | 1.0 | Phillips Flat Head Screw, ISO 7046, M4-0.7, X6mm Long, Grade 4.8 Steel, Zinc Plated, RoHS Fastener | 11060-M4C6MXFSTZ6/965A A0996-BN 388 M4-0.7 x 6mm CR6+FREE 12217-25030-109 | ANIXTER BOSSARD MIDWEST PRODUCTS & ENGINEERING | STM
3260 | 5 | 26 |  | CTAComponent | 1010-M5C010-14 | 1 | Release | Each | 8.0 | Phillips Flat Head Screw, ISO 7046, M5-0.8, X10mm Long, Grade 4.8 Steel, Zinc Plated, RoHS Fastener | 20589-10948-03514 11060-M5C10MXFSTZ6/965A | FASTENAL COMPANY ANIXTER | STM
3261 | 5 | 34 |  | CTAComponent | 5457946 | 1 | Release | Each | 1.0 | RICHCO FTH-7A1-RT FLAT TIE HOLDER 25.4x25.4x7.1mm, ACCOMODATES 5x2mm |  |  | HLE
3262 | 5 | 30 |  | CTAComponent | 2000-M12-03 | 1 | Release | Each | 8.0 | Flat Washer, ISO7089, M12, Steel 200HV, Zinc Plated, RoHS Fastener | 11060-M12NWSFSTZ6/125ATP 20589-10948-03460 | ANIXTER FASTENAL COMPANY | STM
3263 | 5 | 31 |  | CTAComponent | 2000-M8-03 | 2 | Release | Each | 8.0 | Flat Washer, ISO7089, M8, Steel 200HV, Zinc Plated, RoHS Fastener | 11060-M8NWSFSTZ6/125ATP 20589-10948-03458 25114-2000-M8-03 | ANIXTER FASTENAL COMPANY TR FORMAC SHANGHAI PTE LTD | STM
3264 | 5 | 3 |  | CTAComponent | 5443770 | 1 | Release | Each | 1.0 | Cable bracket |  |  | HLE
3265 | 5 | 20 |  | CTAComponent | 5454749 | 1 | Release | Each | 1.0 | Cable cover |  |  | HLE
3266 | 5 | 19 |  | CTAComponent | 5441118 | 1 | Release | Each | 1.0 | Energy Chain |  |  | HLE
3267 | 5 | 28 |  | CTAComponent | C1213-M4C012-14 | 1 | Release | Each | 33.0 | GB_T 9074.8，M4x12mm，Grade 4.8 Steel，Zinc finish，RoHS Fastener | 25114-M4/12/PPSTPS/TC1/GB9074.8 | TR FORMAC SHANGHAI PTE LTD | HLE
3268 | 5 | 41 |  | ECCCollectorPart | 5488204 | 5 | Release | Each | 1.0 | PT800+ table cable collector 2 |  |  | CCX
3269 | 6 |  | Table Frequency Inverter1 signal cable | CTAComponent | 5451810 | 2 | Release | Each | 1.0 | Table Frequency Inverter1 signal cable |  |  | HLE
3270 | 6 |  | Table Relay power cable | CTAComponent | 5444956 | 1 | Release | Each | 1.0 | Table Relay power cable |  |  | HLE
3271 | 6 |  | Table tilt motor power cable | CTAComponent | 5448361 | 2 | Release | Each | 1.0 | Table tilt motor power cable |  |  | HLE
3272 | 6 |  | Table column compressor motor Cable 1 | CTAComponent | 5454313 | 1 | Release | Each | 1.0 | Table column compressor motor Cable 1 |  |  | HLE
3273 | 6 |  | Table column SID potentiometer and cable | CTAComponent | 5457710 | 1 | Release | Each | 1.0 | Table column SID potentiometer and cable |  |  | HLE
3274 | 6 |  | Table column compressor motor Cable 3 | CTAComponent | 5444278 | 3 | Release | Each | 1.0 | Table column compressor motor Cable 3 |  |  | CCX
3275 | 6 |  | Table column SID and Compressor Limit Switch Cable 1 | CTAComponent | 5450221 | 2 | Release | Each | 1.0 | Table column SID and Compressor Limit Switch Cable 1 |  |  | HLE
3276 | 6 |  | Table tilt over LS Assy SW cable | CTAComponent | 5447377 | 1 | Release | Each | 1.0 | Table tilt over LS Assy SW cable |  |  | HLE
3277 | 6 |  | Table column Up Switch Limit Cable | CTAComponent | 5445779 | 1 | Release | Each | 1.0 | Table column Up Switch Limit Cable |  |  | HLE
3278 | 6 |  | Table column Down Switch Limit Cable | CTAComponent | 5453488 | 1 | Release | Each | 1.0 | Table column Down Switch Limit Cable |  |  | HLE
3279 | 6 |  | Table top motor limit switch cable | CTAComponent | 5451808 | 1 | Release | Each | 1.0 | Table top motor limit switch cable |  |  | HLE
3280 | 6 |  | Table tilt stop LS Assy SW cable | CTAComponent | 5453492 | 1 | Release | Each | 1.0 | Table tilt stop LS Assy SW cable |  |  | HLE
3281 | 6 |  | Table column SID motor Cable | CTAComponent | 5448362 | 1 | Release | Each | 1.0 | Table column SID motor Cable |  |  | HLE
3282 | 6 |  | Table Key board Cable | CTAComponent | 5450223 | 2 | Release | Each | 1.0 | Table Key board Cable |  |  | HLE
3283 | 6 |  | Table II base ground cable | CTAComponent | 5452844 | 1 | Release | Each | 1.0 | Table II base ground cable |  |  | HLE
3284 | 6 |  | Table Limit SW cable | CTAComponent | 5436968 | 1 | Release | Each | 1.0 | Table Limit SW cable |  |  | HLE
3285 | 6 |  | Table column UD Switch Limit Cable | CTAComponent | 5438532 | 1 | Release | Each | 1.0 | Table column UD Switch Limit Cable |  |  | HLE
3286 | 6 |  | Table TOP LR motor RC Contact Suppression Cable | CTAComponent | 5451991 | 1 | Release | Each | 2.0 | Table TOP LR motor RC Contact Suppression Cable |  |  | HLE
3287 | 6 |  | Table cover base ground cable | CTAComponent | 5453650 | 1 | Release | Each | 1.0 | Table cover base ground cable |  |  | HLE
3288 | 6 |  | Table TOP LR motor base ground cable | CTAComponent | 5441077 | 1 | Release | Each | 1.0 | Table TOP LR motor base ground cable |  |  | HLE
3289 | 6 |  | Table TOP ground cable | CTAComponent | 5445136 | 3 | Release | Each | 1.0 | Table TOP ground cable |  |  | HLE
3290 | 6 |  | Table intercom communication Cable | CTAComponent | 5436985 | 3 | Release | Each | 1.0 | Table intercom communication Cable |  |  | HLE
3291 | 6 |  | Table cassette absence cable 2 | CTAComponent | 5448191 | 1 | Release | Each | 1.0 | Table cassette absence cable 2 |  |  | HLE
3292 | 6 |  | Table TOP LR motor cable | CTAComponent | 5437749 | 1 | Release | Each | 1.0 | Table TOP LR motor cable |  |  | HLE
3293 | 6 |  | Table Frequency Inverter2 signal cable | CTAComponent | 5440915 | 3 | Release | Each | 1.0 | Table Frequency Inverter2 signal cable |  |  | HLE
3294 | 6 |  | Table column UD Motor Power Cable | CTAComponent | 5448194 | 1 | Release | Each | 1.0 | Table column UD Motor Power Cable |  |  | HLE
3295 | 6 |  | Table Compressor Motor Cable 2 | CTAComponent | 5452648 | 1 | Release | Each | 1.0 | Table Compressor Motor Cable 2 |  |  | HLE
3296 | 6 |  | Table cassette absence Cable 1 | CTAComponent | 5440910 | 3 | Release | Each | 1.0 | Table cassette absence Cable 1 |  |  | HLE
3297 | 6 |  | Table SID and Compressor Switch Limit Cable 2 | CTAComponent | 5451807 | 1 | Release | Each | 1.0 | Table SID and Compressor Switch Limit Cable 2 |  |  | HLE
3298 | 6 |  | TABLE POWER HARNESS | CTAComponent | 5462125 | 3 | Release | Each | 1.0 | TABLE POWER HARNESS |  |  | HLE
3299 | 6 |  | Table Console Spot Control Input cable | CTAComponent | 5441717 | 4 | Release | Each | 1.0 | Table Console Spot Control Input cable |  |  | HLE
3300 | 6 |  | Table Console Move Control Input Cable | CTAComponent | 5440085 | 4 | Release | Each | 1.0 | Table Console Move Control Input Cable |  |  | HLE
3301 | 6 |  | Table motor board power cable | CTAComponent | 5440086 | 3 | Release | Each | 1.0 | Table motor board power cable |  |  | HLE
3302 | 6 |  | Table Switch Power A1P1 Input Cable | CTAComponent | 5446565 | 2 | Release | Each | 1.0 | Table Switch Power A1P1 Input Cable |  |  | HLE
3303 | 6 |  | Table tube tilt stop power cable | CTAComponent | 5447378 | 1 | Release | Each | 1.0 | Tube stop power cable |  |  | HLE
3304 | 6 |  | Table column UD motor base ground cable | CTAComponent | 5448364 | 1 | Release | Each | 1.0 | Table column UD motor base ground cable |  |  | HLE
3305 | 6 |  | Table In-Room Console Move Control Input Cable | CTAComponent | 5460784 | 4 | Release | Each | 1.0 | Table In-Room Console Move Control Input Cable |  |  | CCX
3306 | 6 |  | Table A1-boards frame ground cable | CTAComponent | 5454489 | 2 | Release | Each | 1.0 | Table A1-boards frame ground cable |  |  | HLE
3307 | 6 |  | Table column Tower A6 base ground cable | CTAComponent | 5453649 | 1 | Release | Each | 1.0 | Table column Tower A6 base ground cable |  |  | HLE
3308 | 5 | 38 |  | ECCCollectorPart | 5480084 | 3 | Release | Each | 1.0 | tabel label collector |  |  | CCX
3309 | 6 | 2 |  | CTAComponent | 5453686 | 1 | Release | Each | 1.0 | Fuse specification label |  |  | HLE
3310 | 6 | 6 |  | CTAComponent | 5449185 | 1 | Release | Each | 1.0 | Cassette size label |  |  | HLE
3311 | 6 | 1 |  | CTAComponent | 5485146 | 1 | Release | Each | 1.0 | limit switch label |  |  | CCX
3312 | 6 | 3 |  | CTAComponent | 5484970 | 1 | Release | Each | 4.0 | Position number label |  |  | CCX
3313 | 6 | 5 |  | CTAComponent | 5484944 | 1 | Release | Each | 16.0 | function grounding symbol label |  |  | CCX
3314 | 6 | 4 |  | CTAComponent | 5454527 | 1 | Release | Each | 23.0 | Grounding symbol label |  |  | HLE
3315 | 5 | 39 |  | ECCCollectorPart | 5441176 | 2 | Release | Each | 1.0 | Table cable collector |  |  | CCX
3316 | 6 | 2 |  | CTAComponent | 5451168 | 1 | Release | Each | 1.0 | II Ground Cable |  |  | HLE
3317 | 6 | 3 |  | CTAComponent | 5456926 | 4 | Release | Each | 1.0 | Table tube fan and Cable |  |  | CCX
3318 | 6 | 5 |  | CTAComponent | 5460616 | 5 | Release | Each | 1.0 | Table Tube tilt Stop cable |  |  | CCX
3319 | 6 | 9 |  | CTAComponent | 5440079 | 3 | Release | Each | 1.0 | Table SID Driver Control Cable |  |  | HLE
3320 | 6 | 8 |  | CTAComponent | 5457544 | 3 | Release | Each | 1.0 | Table Tube tilt Button and pitching limit SW Cable |  |  | CCX
3321 | 6 | 4 |  | CTAComponent | 5448190 | 1 | Release | Each | 1.0 | Table column SID Motor Driver Power Cable |  |  | HLE
3322 | 6 | 1 |  | CTAComponent | 5448207 | 1 | Release | Each | 1.0 | II Power Cable to Bulkhead J432 |  |  | HLE
3323 | 6 | 11 |  | CTAComponent | 5437143 | 3 | Release | Each | 1.0 | Table tube 0 degree SW cable |  |  | CCX
3324 | 6 | 14 |  | CTAComponent | 5452651 | 2 | Release | Each | 1.0 | Collimator Power cable |  |  | HLE
3325 | 6 | 15 |  | CTAComponent | 5443491 | 3 | Release | Each | 1.0 | Collimator ground cable |  |  | HLE
3326 | 6 | 12 |  | CTAComponent | 5451809 | 1 | Release | Each | 1.0 | Table SID potentiometer Cable |  |  | HLE
3327 | 6 | 10 |  | CTAComponent | 5459961 | 1 | Release | Each | 1.0 | Table SID motor base ground cable |  |  | HLE
3328 | 6 | 13 |  | CTAComponent | 5456779-2 | 2 | Release | Each | 1.0 | Collimator control cable 1-new |  |  | CCX
3329 | 5 | 40 |  | ECCCollectorPart | 5442003 | 5 | Release | Each | 1.0 | Table Accessary Collector |  |  | CCX
3330 | 6 | 5 |  | CTAComponent | C1213-M4C012-14 | 1 | Release | Each | 2.0 | GB_T 9074.8，M4x12mm，Grade 4.8 Steel，Zinc finish，RoHS Fastener | 25114-M4/12/PPSTPS/TC1/GB9074.8 | TR FORMAC SHANGHAI PTE LTD | HLE
3331 | 6 | 1 |  | CTAComponent | 5452031 | 2 | Release | Each | 1.0 | Cable Plastic Pipe |  |  | HLE
3332 | 6 | 6 |  | CTAComponent | 1010-M4C012-14 | 2 | Release | Each | 4.0 | Phillips Flat Head Screw, ISO 7046, M4-0.7, X12mm Long, Grade 4.8 Steel, Zinc Plated, RoHS Fastener | 11060-M4C12MXFSTZ6/965A 20589-10948-03509 24140-M4/12/KPSTMC/TC1/DIN965 | ANIXTER FASTENAL COMPANY TR FORMAC DIV OF TR FASTENINGS | STM
3333 | 6 | 10 |  | CTAComponent | 5500984 | 1 | Release | Each | 1.0 | Cable sleeve 4 |  |  | CCX
3334 | 6 | 8 |  | CTAComponent | 5500982 | 1 | Release | Each | 1.0 | Cable sleeve 2 |  |  | CCX
3335 | 6 | 9 |  | CTAComponent | 5500983 | 1 | Release | Each | 3.0 | Cable sleeve 3 |  |  | CCX
3336 | 6 | 7 |  | CTAComponent | 5500979 | 1 | Release | Each | 2.0 | Cable sleeve 1 |  |  | CCX
3337 | 6 | 12 |  | CTAComponent | 5500987 | 1 | Release | Each | 1.0 | Cable sleeve 6 |  |  | CCX
3338 | 6 | 11 |  | CTAComponent | 5500986 | 1 | Release | Each | 1.0 | Cable sleeve 5 |  |  | CCX
3339 | 5 | 37 |  | CTAComponent | 1007-M4C020-14 | 1 | Release | Each | 2.0 | Phillips Pan Head Screw, ISO 7045, M4-0.7, X20mm Long, Grade 4.8 Steel, Zinc Plated, RoHS Fastener | 20589-10948-03573 11060-M4C20MXPSTZ6/7985 | FASTENAL COMPANY ANIXTER | STM
3340 | 4 | 13 |  | CTAComponent | 5456160 | 2 | Release | Each | 1.0 | Table Board Interface Cable1 |  |  | CCX
3341 | 4 | 14 |  | ECCCollectorPart | 5498545 | 1 | Release | Each | 1.0 | pt800+ table fuse collector |  |  | CCX
3342 | 5 |  | 10A fuse | CTAComponent | 5438741 | 1 | Release | Each | 2.0 | 10A fuse |  |  | HLE
3343 | 5 |  | 2A fuse | CTAComponent | 5438743 | 1 | Release | Each | 2.0 | 2A fuse |  |  | HLE
3344 | 5 |  | 4A fuse | CTAComponent | 5449858 | 1 | Release | Each | 1.0 | 4A Fuse |  |  | HLE
3345 | 4 | 10 |  | CTAComponent | 5450106 | 1 | Release | Each | 1.0 | Grid for Precision THUNIS-800+ |  |  | HLE
3346 | 4 | 9 |  | CTAAssembly | 5473935 | 4 | Release | Each | 1.0 | Intercom Board Assembly |  |  | CCX
3347 | 5 | 2 |  | CTACircuitBoard | 5451492 | 4 | Release | Each | 1.0 | Intercom Board PWA |  |  | CCX
3348 | 6 |  | CR13, CR14 | CTAComponent | 5483033 | 1 | Release | Each | 2.0 | ULTRA LOW CAPACITANCE TVS ARRAY of 24V STAND-OFF VOLTAGE |  |  | HLE
3349 | 6 |  | U8 | CTAOOC | 5454247 | 2 | Not Recommended | Each | 1.0 | CONVERTER DAC, 24BIT, 192 KHZ, 2CHANNELS PER PKG, TSSOP10, UNKNOWN WHISKER RISK | 26334-CS4344-CZZ | CIRRUS LOGIC INC. | STE
3350 | 6 |  | U1 | CTAOOC | 2142461 | 2 | Restricted | Each | 1.0 | AMPLIFIER OP AMP OP284 DUAL AMPLIFIER_NEW OP AMP PRECISION RAIL-TO-RAIL INPUT and OUTPUT OP284 S08 | 01649-OP284FSZ | ANALOG DEVICES | STE
3351 | 6 |  | C2,C6,C22,C37,C52,C58,C63,C68 | CTAOOC | 2183937-10 | 3 | Standard | Each | 8.0 | CAPA TANT 10UF 10% 25V 6032 | 08390-T491C106K025AT 08390-B45196H5106K30 18981-293D106X9025C2TE3 19214-TAJC106K025RNJ | KEMET KEMET VISHAY AVX/KYOCERA | STE
3352 | 6 |  | J4 | CTAOOC | 2115384-2 | 2 | Standard | Each | 1.0 | FASTON TAB, 6.3X0.8MM, STRAIGHT, 5.08MM PITCH, PWB3.2, TINNED | 04947-1287 18996-1217056-1 | KEYSTONE ELECTRONICS CORP TE CONNECTIVITY | STE
3353 | 6 |  | FL2 | CTAComponent | 5482604 | 1 | Release | Each | 1.0 | CHIP EMIFIL Capacitor Type |  |  | HLE
3354 | 6 |  | R57 | CTAOOC | 5160167 | 2 | Standard | Each | 1.0 | RESISTOR, 0R, THICK FILM, 2512, 2A, 0.05 OHM | 18981-CRCW25120000Z0E 11962-RC2512JK-070RL 06725-RK73Z3AT 02254-MCR100JZHJ000 | VISHAY YAGEO KOA ROHM | STE
3355 | 6 |  | R10,R47-R54 | CTAOOC | 2234757-15 | 3 | Standard | Each | 9.0 | RESISTOR 22R1 1% 100MW 0603 THICK-FI | 02254-MCR03EZPFX22R1 00078-CR0603FX22R1ELF 18981-CRCW060322R1FKE 06725-RK73H1JTTD22R1F 11962-RC0603FR-0722R1L 05498-MC060322R1FTW 00006-WCR0603LF22R1F | ROHM BOURNS VISHAY KOA YAGEO RCD COMPONENTS INC. IRC | STE
3356 | 6 |  | U3,U15 | CTAOOC | 2196877-3 | 6 | Standard | Each | 2.0 | IC, LOGIC, 74LVC-LCX04, TSSOP14 | 18846-MC74LCX04DTG 19638-LVC04BTELL-E 00352 74LVC04APW 00495-SN74LVC04APWE4 00495-SN74LVC04APW | ON SEMICONDUCTOR RENESAS TECHNOLOGY CORP NXP (FORMERLY PHILIPS COMPONEN TEXAS INSTRUMENTS TEXAS INSTRUMENTS | STE
3357 | 6 |  | U12 | CTAOOC | 2211252-9 | 2 | Standard | Each | 1.0 | LOGIC 74AHC-VHC125 TSSOP14 | 00495-SN74AHC125PWE4 18846-MC74VHC125DTR2G | TEXAS INSTRUMENTS ON SEMICONDUCTOR | STE
3358 | 6 |  | CR1,CR2 | CTAOOC | 2224981-8 | 1 | Standard | Each | 2.0 | SEMICONDUCTOR, DIODE 130VOLTS 1M AMPS UNIDIRECTIONAL, SMB DO-214AA | 18981-P6SMB130A-E3 18846-P6SMB130AT3G | VISHAY ON SEMICONDUCTOR | STE
3359 | 6 |  | TP1-TP9 | CTAOOC | 2233921 | 2 | Standard | Each | 9.0 | TEST POINT, SMD 1005 | 04947 5015 ZZC70-TP-108-02-1-T | KEYSTONE ELECTRONICS CORP COMPONENTS CORPORATION | STE
3360 | 6 |  | U7 | CTAOOC | 2196877-40 | 2 | Standard | Each | 1.0 | LOGIC LVC-LCX 125 TSSOP | 00124-74LVC125ATTR 18846-MC74LCX125DTG 00352 74LVC125APW 00495-SN74LVC125APWRE4 00124-74LCX125TTR | ST MICROELECTRONICS ON SEMICONDUCTOR NXP (FORMERLY PHILIPS COMPONEN TEXAS INSTRUMENTS ST MICROELECTRONICS | STE
3361 | 6 |  | C84 | CTAOOC | 2187496-100 | 1 | Standard | Each | 1.0 | CAPACITOR CERAMIC, NPO, 2.7NF, 1Percent, 50V, SMD 0805 | 18981-VJ0805A272FXAA 12361-0805J0500272FC 08390-C0805C272F5GAC 19214-08055A272FAT2A | VISHAY SYFER TECHNOLOGY LIMITED KEMET AVX/KYOCERA | STE
3362 | 6 |  | C5,C31,C45 | CTAOOC | 2183937-15 | 4 | Standard | Each | 3.0 | CAPA TANT 100UF 10% 10V 7343 | 08390-T491D107K010AT 08390-B45196H2107K40 00042-293D107X9010D2TE3 19214-TAJD107K010RNJ | KEMET KEMET VISHAY SPRAGUE AVX/KYOCERA | STE
3363 | 6 |  | C107 | CTAOOC | 2235239-4 | 2 | Standard | Each | 1.0 | CAPACITOR X7R 22NF 10% 25V 0603 | 19214-06033C223KAT 11962-CC0603KRX7R8BB223 18981-VJ0603Y223KXX 08390 C0603C223K3RAC 03041-C1608X7R1E223K | AVX/KYOCERA YAGEO VISHAY KEMET TDK | STE
3364 | 6 |  | C3,C4,C7-C21,C23,C25-C27,C33,C34,C39-C41,C47,C49,C64-C67,C69,C71-C74,C80,C82,C94-C97,C99-C102 | CTAOOC | 2235239-6 | 2 | Standard | Each | 47.0 | CAPACITOR X7R 100NF 10% 16V 0603 | 08390 C0603C104K4RAC 18981-VJ0603Y104KXJ 11962-CC0603KRX7R7BB104 19214-0603YC104KAT | KEMET VISHAY YAGEO AVX/KYOCERA | STE
3365 | 6 |  | C90,C91 | CTAOOC | 2235238-8 | 1 | Standard | Each | 2.0 | CAPA NPO 1NF 5% 25V 0603 | 19214-06033A102JAT 11962-CC0603JRNPO8BN102 | AVX/KYOCERA YAGEO | STE
3366 | 6 |  | C44 | CTAOOC | 2235238-28 | 3 | Standard | Each | 1.0 | CAPACITOR 180P, 1 percent, 50V, CERAMIC, C0G NPO, 0603 | 19214-06035A181FAT 11623-NMC0603NPO181F50TRPF 11962-CC0603FRNPO9BN181 18981-VJ0603A181FXA 02862-GRM1885C1H181FA01 | AVX/KYOCERA NIC COMPONENTS CORPORATION YAGEO VISHAY MURATA | STE
3367 | 6 |  | C1,C29,C36,C55,C60-C62,C103-C106 | CTAOOC | 2235239-3 | 6 | Standard | Each | 11.0 | CAPACITOR X7R 10NF 10 PERCENT 50V 0603 | 08390 C0603C103K5RAC 03041 C1608X7R1H103K 18981-VJ0603Y103KXA 11962-CC0603KRX7R9BB103 03041-C1608X7R1H103K080AA 19214-06035C103KAT | KEMET TDK VISHAY YAGEO TDK AVX/KYOCERA | STE
3368 | 6 |  | C77 | CTAOOC | 2235238-6 | 3 | Standard | Each | 1.0 | CAPA NPO 220PF 5% 50V 0603 | 11962-CC0603JRNPO9BN221 08390 C0603C221J5GAC 00401-CEC14CW 220PF 5% 63V 03041-C1608C0G1H221J 18981-VJ0603A221JXA 03041-C1608C0G1H221J080AA | YAGEO KEMET EUROFARAD TDK VISHAY TDK | STE
3369 | 6 |  | C30,C38 | CTAOOC | 2235238-2 | 5 | Standard | Each | 2.0 | CAPA NPO 10PF 5% 50V 0603 | 00401-CEC14CW 10PF 5% 63V 03041-C1608C0G1H100D 19214-06035A100JAT 18981-VJ0603A100JXA 08390-C0603C100J5GAC 11962-CC0603JRNPO9BN100 03041-C1608C0G1H100D080AA | EUROFARAD TDK AVX/KYOCERA VISHAY KEMET YAGEO TDK | STE
3370 | 6 |  | R58,R60-R63,R67 | CTAOOC | 2292664-40 | 5 | Standard | Each | 6.0 | RESISTOR, 4K70, 0.1Percent, 63MW, THIN FILM, 25PPM, 0603 | 05498-BLU0603-4701-BT25W 10302-RNCF16-T9-4.70K-0.1% 18981-TNPW06034K70BEE 11962-RT0603BRD074K7L 00006-PCF-W0603LF-03-4701-B 06725-RN731JTTD4701B25 10302-RNCF0603BTE4K70 | RCD COMPONENTS INC. SEI VISHAY YAGEO IRC KOA SEI | STE
3371 | 6 |  | U9 | CTAOOC | 2252400-4 | 1 | Restricted | Each | 1.0 | POWER SUPPLY 5 VOLTS 306m AMPS 5 VOL REGULATED, 1000V ISOLATION, SO-28 | 00495-DCR010505UE4 | TEXAS INSTRUMENTS | STE
3372 | 6 |  | S1 | CTAOOC | 2253364-2 | 3 | Not Recommended | Each | 1.0 | SURFACE MOUNT DIP SWITCH, 4 POSITION GULL WING WITH POLYIMIDE TAPE SEAL MACHINE-INSERTABLE. WARNING: Unknown Whisker Risk | 05229-90HBW04PRT 00031-219004MST | GRAYHILL CTS CORP | STE
3373 | 6 |  | DS1-DS7 | CTAOOC | 2279219-2 | 1 | Standard | Each | 7.0 | LED GREEN LTST-C190G 0603 SMD | 18802 AP1608SGC 00941 HSMG-C190 11520 LTST-C190GKT 09050 PG1111C | KINGBRIGHT AVAGO TECHNOLOGIES LITE-ON STANLEY ELECTRIC CO LTD | STE
3374 | 6 |  | R73 | CTAOOC | 2292664-9 | 4 | Standard | Each | 1.0 | RESISTOR 10K OHMS .1 PERCENT, 0603 SMT 62.5 MW, 50 V MAX WORKING VOLTAGE | 06725-RN731JTTD1002B25 00006-PFC-W0603LF-03-1002-B 18981-TNPW060310K0BEE | KOA IRC VISHAY | STE
3375 | 6 |  | C88,C89 | CTAOOC | 2235239-21 | 2 | Standard | Each | 2.0 | CAPACITOR 0.22U, 10 PERCENT, 25V, CERAMIC, X7R, 0603 | 02862-GRM188R71E224KA88 11962-CC0603KRX7R8BB224 03041-C1608X7R1E224K 08390-C0603C224K3RAC 03041-C1608X7R1E224K080AC | MURATA YAGEO TDK KEMET TDK | STE
3376 | 6 |  | R68,R71 | CTAOOC | 2236238 | 2 | Standard | Each | 2.0 | RESISTOR, 0 OHM, THICK FILM, 0603, 1A, 0.05 OHM MAX | 02254-MCR03EZPJ000 18981-CRCW06030000Z0E 00078-CR0603J/000ELF 05498-ZC0603TW 06725-RK73Z1JT 11962-RC0603JR-070RL | ROHM VISHAY BOURNS RCD COMPONENTS INC. KOA YAGEO | STE
3377 | 6 |  | C109,C110 | CTAOOC | 2235239-14 | 1 | Standard | Each | 2.0 | CAPACITOR 33N, 10percent, 25V, CERAMIC, X7R, C0603 UM33nCC | 18981-VJ0603Y-333K-XX 08390-C0603C333K3RAC 19214-0603-3C-333-KAT | VISHAY KEMET AVX/KYOCERA | STE
3378 | 6 |  | R1-R4,R7-R9,R11,R13-R15,R17,R18,R20,R22-R24,R26,R30-R32,R34,R39,R55,R56,R79,R82-R85 | CTAOOC | 2324551-19 | 3 | Standard | Each | 30.0 | RESISTOR 2k OHMS 1 % .1 WATTS SMT 0603 THICK FILM | 06725-RK73H1JTTD2001F 11962-RC0603FR-072KL 18981-CRCW06032K00FKE 02254 MCR03EZPFX2001 00006-WCR0603LF2001F 05498-MC06032001FTW 10302-RMCF0603FT2K00 | KOA YAGEO VISHAY ROHM IRC RCD COMPONENTS INC. SEI | STE
3379 | 6 |  | R80,R81 | CTAOOC | 2324551-20 | 4 | Standard | Each | 2.0 | RESISTOR 20k OHMS 1 PERCENT .1 WATTS SMT 0603 THICK FILM | 11962-RC0603FR-0720KL 06725-RK73H1JTTD2002F 18981-CRCW060320K0FKE 00006-WCR0603LF2002F 02254 MCR03EZPFX2002 05498-MC06032002FTW 10302-RMCF0603FT20K0 | YAGEO KOA VISHAY IRC ROHM RCD COMPONENTS INC. SEI | STE
3380 | 6 |  | R37,R69 | CTAOOC | 2324551-39 | 3 | Standard | Each | 2.0 | RESISTOR 4.99k OHMS 1 % .1 WATTS SMT 0603 THICK FILM | 18981-CRCW06034K99FKE 11962-RC0603FR-074K99L 00006-WCR0603LF4991F 05498-MC06034991FTW 06725-RK73H1JTTD4991F 02254 MCR03EZPFX4991 10302-RMCF0603FT4K99 | VISHAY YAGEO IRC RCD COMPONENTS INC. KOA ROHM SEI | STE
3381 | 6 |  | R5,R6,R45 | CTAOOC | 2324551-4 | 4 | Standard | Each | 3.0 | RESISTOR 10k OHMS 1 PERCENT .1 WATTS SMT 0603 THICK FILM | 02254 MCR03EZPFX1002 06725-RK73H1JTTD1002F 10302-RMCF1/16-10K-1percent 00006-WCR0603LF1002F 18981-CRCW060310K0FKE 05498-MC06031002FTW 11962-RC0603FR-0710KL 10302-RMCF0603FT10K0 | ROHM KOA SEI IRC VISHAY RCD COMPONENTS INC. YAGEO SEI | STE
3382 | 6 |  | R66 | CTAOOC | 2324551-18 | 3 | Standard | Each | 1.0 | RESISTOR 200 OHMS 1 PERCENT .1 WATTS SMT 0603 THICK FILM | 11962-RC0603FR-07200RL 06725-RK73H1JTTD2000F 00006-WCR0603LF2000F 05498-MC06032000FTW 02254-MCR03EZPFX2000 18981-CRCW0603200RFKE 10302-RMCF0603FT200R | YAGEO KOA IRC RCD COMPONENTS INC. ROHM VISHAY SEI | STE
3383 | 6 |  | R33,R59 | CTAOOC | 2324551-3 | 3 | Standard | Each | 2.0 | RESISTOR 1k OHMS 1 PERCENT .1 WATTS SMT 0603 THICK FILM | 00006-WCR0603LF1001F 06725-RK73H1JTTD1001F 05498-MC06031001FTW 02254 MCR03EZPFX1001 11962-RC0603FR-071KL 18981-CRCW06031K00FKE 10302-RMCF0603FT1K00 | IRC KOA RCD COMPONENTS INC. ROHM YAGEO VISHAY SEI | STE
3384 | 6 |  | FL1,FL3,FL6-FL8 | CTAOOC | 2306384-3 | 1 | Standard | Each | 5.0 | FERRITE BEAD, 120 OHM at 100 MHZ, 150 MA RATING, 0603 PACKAGE | 18981-ILHB-0603ER121V | VISHAY | STE
3385 | 6 |  | R75-R78 | CTAOOC | 2324551-317 | 2 | Standard | Each | 4.0 | RESISTOR 51.1 OHMS 1 % .1 WATTS SMT 0603 THICK FILM | 02254 MCR03EZPFX51R1 11962-RC0603FR-0751R1L 00006-WCR0603LF51R1F 05498-MC060351R1FTW 18981-CRCW060351R1FKE 06725-RK73H1JTTD51R1F 10302-RMCF0603FT51R1 | ROHM YAGEO IRC RCD COMPONENTS INC. VISHAY KOA SEI | STE
3386 | 6 |  | R74 | CTAOOC | 2324551-333 | 2 | Standard | Each | 1.0 | RESISTOR 475 OHMS 1percent .1 WATTS SMT 0603 THICK FILM | 11962-RC0603FR-07475RL 18981-CRCW0603475RFKE 00078-CR0603FX4750ELF 05498-MC06034750FTW 06725-RK73H1JTTD4750F 02254-MCR03EZPFX4750 00006-WCR0603LF4750F 10302-RMCF0603FT475R | YAGEO VISHAY BOURNS RCD COMPONENTS INC. KOA ROHM IRC SEI | STE
3387 | 6 |  | R27 | CTAOOC | 2324551-91 | 2 | Standard | Each | 1.0 | RESISTOR 2.21k OHMS 1 % .1 WATTS SMT 0603 THICK FILM | 00006-WCR0603LF2211F 11962-RC0603FR-072K21L 05498-MC06032211FTW 02254 MCR03EZPFX2211 06725-RK73H1JTTD2211F 18981-CRCW06032K21FKE 10302-RMCF0603FT2K21 | IRC YAGEO RCD COMPONENTS INC. ROHM KOA VISHAY SEI | STE
3388 | 6 |  | R70 | CTAOOC | 2324551-163 | 2 | Standard | Each | 1.0 | RESISTOR 121k OHMS 1 % .1 WATTS SMT 0603 THICK FILM | 02254 MCR03EZPFX1213 06725-RK73H1JTTD1213F 00006-WCR0603LF1213F 11962-RC0603FR-07121KL 18981-CRCW0603121KFKE 05498-MC06031213FTW 10302-RMCF0603FT121K | ROHM KOA IRC YAGEO VISHAY RCD COMPONENTS INC. SEI | STE
3389 | 6 |  | R72 | CTAOOC | 2324551-193 | 2 | Standard | Each | 1.0 | RESISTOR 274k OHMS 1 % .1 WATTS SMT 0603 THICK FILM | 18981-CRCW0603274KFKE 05498-MC06032743FTW 11962-RC0603FR-07274KL 00006-WCR0603LF2743F 02254 MCR03EZPFX2743 06725-RK73H1JTTD2743F 10302-RMCF0603FT274K | VISHAY RCD COMPONENTS INC. YAGEO IRC ROHM KOA SEI | STE
3390 | 6 |  | R64,R65 | CTAOOC | 2324551-59 | 3 | Standard | Each | 2.0 | RESISTOR 121 OHMS 1 PERCENT .1 WATTS SMT 0603 THICK FILM | 00006-WCR0603LF1210F 06725-RK73H1JTTD1210F 11962-RC0603FR-07121RL 02254 MCR03EZPFX1210 18981-CRCW0603121RFKE 05498-MC06031210FTW 10302-RMCF0603FT121R | IRC KOA YAGEO ROHM VISHAY RCD COMPONENTS INC. SEI | STE
3391 | 6 |  | R12,R16,R19,R21,R25,R28,R29 | CTAOOC | 2324551-54 | 3 | Standard | Each | 7.0 | RESISTOR 511 OHMS 1 % .1 WATTS SMT 0603 THICK FILM | 18981-CRCW0603511RFKE 00006-WCR0603LF5110F 02254 MCR03EZPFX5110 11962-RC0603FR-07511RL 06725-RK73H1JTTD5110F 05498-MC06035110FTW 10302-RMCF0603FT511R | VISHAY IRC ROHM YAGEO KOA RCD COMPONENTS INC. SEI | STE
3392 | 6 |  | J3 | CTAOOC | 2402275 | 2 | Restricted | Each | 1.0 | CONNECTOR 5.08MM MSTB-GF, 1X2POS HEADER, RIGHT ANGLE, SCREW LOCK, TINNED, PWB2.4 | 11675 1776508 | PHOENIX CONTACTS | STE
3393 | 6 |  | C78,C79,C81,C83,C86,C87 | CTAOOC | 2385110-2 | 2 | Not Recommended | Each | 6.0 | CAPACITOR CERAMIC, X5R, 1UF, 10Percent, 25V, 0805 | 19214-08053D105KAT 08390-C0805C105K3PAC 02862-GRM216R61E105KA12 | AVX/KYOCERA KEMET MURATA | STE
3394 | 6 |  | C24,C28,C32,C54,C98,C108,C111-C112 | CTAOOC | 2385111 | 4 | Not Recommended | Each | 8.0 | CAPACITOR CERAMIC, X5R, 1UF, 10Percent, 10V, SMD 0603 | 07092-ECJ1VB1A105K 19214-CM105X5R105K10A 03041-C1608X5R1A105K 02862-GRM188R61A105KA61 03041-C1608X5R1A105K080AC | PANASONIC AVX/KYOCERA TDK MURATA TDK | STE
3395 | 6 |  | C85 | CTAOOC | 2385569-5 | 3 | Standard | Each | 1.0 | CAPACITOR CERAMIC, X5R, 10UF, 10Percent, 25V, SMD 1210 | 03041-C3225X5R1E106K 08390-C1210C106K3PAC 19214-CM32X5R106K25A 19214-12103D106KAT 03041-C3225X5R1E106K250AA | TDK KEMET AVX/KYOCERA AVX/KYOCERA TDK | STE
3396 | 6 |  | U10,U11 | CTAOOC | 2384570-2 | 1 | Standard | Each | 2.0 | OPTOELECTRONICS DIGITAL ISOLATOR 3.3V AND 5V TTL-CMOS COMPATIBLE, SO8 | 01649 ADUM1100BRZ | ANALOG DEVICES, INC. ANALOG DEVICES | STE
3397 | 6 |  | FL12,FL13 | CTAOOC | 2381824 | 1 | Standard | Each | 2.0 | FERRIT CHIP Z330 100MHZ 1.5A 0805 | 03041 MPZ2012S331A 02862 BLM21PG331SN1 | TDK MURATA | STE
3398 | 6 |  | L2,L3 | CTAOOC | 2367026-2 | 1 | Standard | Each | 2.0 | INDUCTOR NEW POWER 33U HENRYS 5 AMPS SMT SHIELDED PACKAGE | 00078-SRR1806-330M 07200-DS5022P-333MT | BOURNS COILCRAFT | STE
3399 | 6 |  | U2 | CTAOOC | 5128730-10 | 1 | Standard | Each | 1.0 | IC EPLD EPM1270, 1270 LE, 116 I-O, VCCINT 3.3V 2.5V, VCCIO 3.3V TO 1.5V, SPEED GRADE 5, TQFP144 | 10208-EPM1270T144C5N | ALTERA | STE
3400 | 6 |  | C75,C76,C92,C93 | CTAOOC | 5146178 | 4 | Standard | Each | 4.0 | CAPACITOR 0.47U, 10 percent, 16V, CERAMIC, X7R, 1608,U1600CS | 02862-GRM188R71C474KA88 03041-C1608X7R1C474K 08390-C0603C474K4RAC 03041-C1608X7R1C474K080AC | MURATA TDK KEMET TDK | STE
3401 | 6 |  | U17 | CTAOOC | 5151368-2 | 3 | Restricted | Each | 1.0 | LINEAR AMPLIFIER, 6.5-W MONO CLASS-D AUDIO POWER AMPLIFIER, 1 PER PKG, 20KHZ, 50MV OFFSET, TSSOP | 00495-TPA3007D1PWG4 00495-TPA3007D1PW | TEXAS INSTRUMENTS TEXAS INSTRUMENTS | STE
3402 | 6 |  | D1-D3 | CTAOOC | 5224726-2 | 1 | Standard | Each | 3.0 | DIODE, RECTIFIER, MURS120, 1A, 200V, 25NS REVERSE RECOVERY, SMB-J | 18846-MURS120T3G 18981-MURS120-E3 00037-MURS120-13-F | ON SEMICONDUCTOR VISHAY DIODES INC. | STE
3403 | 6 |  | CR17, CR22, CR23-CR24 | CTAOOC | 2408243-2 | 1 | Restricted | Each | 4.0 | DIODE, TVS, BIDIRECTIONAL, 350W PEAK, 13.3V VZ, 11A PEAK, GBLC12C, SOD323 PACKAGE | 10289-GBLC12C-LF | PROTEK DEVICES | STE
3404 | 6 |  | J1 | CTAOOC | 5124823 | 2 | Restricted | Each | 1.0 | CONNECTOR HEADER, 3 CONTACTS, PIN, RIGHT-ANGLE, 5A, 3MM PITCH, | 01525-43650-0302 | MOLEX | STE
3405 | 6 |  | CR3-CR12 | CTAOOC | 2408243 | 1 | Restricted | Each | 10.0 | U1813HE SEMICONDUCTOR DIODE 5 VOLTS 5U AMPS | 10289-GBLC05C-LF | PROTEK DEVICES | STE
3406 | 6 |  | Y1 | CTAOOC | 5409769 | 1 | Standard | Each | 1.0 | OSCILLATOR, 24.576 MHZ, 3.3V, CMOS, 50PPM, -10C TO 70C, 3.2X2.5MM SMT PACKAGE | 19214-KC3225A24.5760C30E00 19133-EB13E2D2H-24.576M 11682-SM4445TV-24.576M | AVX/KYOCERA ECLIPTEK PLETRONICS | STE
3407 | 6 |  | U6 | CTAComponent | 5450428 | 1 | Release | Each | 1.0 | 98dB,96kHz,Multi-Bit Audio AD Converter |  |  | HLE
3408 | 6 | 1 |  | CTACircuitBoard | 5451490 | 1 | Release | Each | 1.0 | PWB for Intercom Board |  |  | HLE
3409 | 6 |  | FL9,FL10 | CTAOOC | 5366219 | 1 | Restricted | Each | 2.0 | MAGNETICS, EMI COMMON MODE CHOKE, 2KOHMS AT 100MHZ, 200MA, 50V, 5X3.3MM SMD PACKAGE | 00078-DR221-333AE | BOURNS | STE
3410 | 6 |  | U4 | CTAOOC | 5394889 | 2 | Standard | Each | 1.0 | IC, AD CONVERTER, 12BITS, 4CHANNELS INPUT, SAR, T AND H, 0.5 TO 1MSPS, SERIAL OUT, 3V TO 5V VCC, ADC124S101C, MSOP10, 85C | 00036-ADC124S101CIMM/NOPB 00495-ADC124S101CIMM/NOPB | NATIONAL SEMICONDUCTOR TEXAS INSTRUMENTS | STE
3411 | 6 |  | U13,U14 | CTAOOC | 5268503-2 | 1 | Standard | Each | 2.0 | IC, TRANSCEIVER RS485-422, SINGLE, HALF DUPLEX, 16MBPS, 5V, MAX13088E, 15KV ESD PROT, SO8 | 07438-MAX13088ECSA+ 20003-SN65HVD3088EDG4 | MAXIM INTEGRATED PRODUCTS TEXAS INSTRUMENT INC. | STE
3412 | 6 |  | C70 | CTAOOC | 46-312294P3 | 3 | Restricted | Each | 1.0 | CAPACITOR TANTALUM, 3.3UF, 10Percent, 16V, SMD 3528 | 18981-293D335X9016B2TE3 08390-T491B335K016AT | VISHAY KEMET | STE
3413 | 6 |  | VR1,VR3 | CTAOOC | 2105122-2 | 3 | Standard | Each | 2.0 | REGULATOR AND REFERENCE VOLTAGE REGU INTERNAL OVERCURRENT LIMITING CIRCUITRY | 06921-LT1117CST-3.3#PBF 00495-REG1117-3.3G4 00036-LM1117MPX-3.3/NOPB 00495-LM1117MPX-3.3/NOPB | LINEAR TECHNOLOGY TEXAS INSTRUMENTS NATIONAL SEMICONDUCTOR TEXAS INSTRUMENTS | STE
3414 | 6 |  | VR2 | CTAOOC | 2105122-6 | 1 | Standard | Each | 1.0 | IC REG, LDO, +5V, 0.8A, LT1117, SOT223 | 06921-LT1117CST-5#PBF | LINEAR TECHNOLOGY | STE
3415 | 6 |  | C42,C43,C48,C50,C56 | CTAOOC | 46-302742P8 | 3 | Standard | Each | 5.0 | CAPACITOR FIXED 1u FARADS 35 VOLTS .138L .110W .075H 3528 SURFACE MOUNT DEVICE | 18981-293D105X9035B2TE3 08390-T491B105K035AT | VISHAY KEMET | STE
3416 | 6 |  | FL4,FL5 | CTAOOC | 46-312066P4 | 2 | Standard | Each | 2.0 | FERRITE BEAD 3.0A, 50OHM AT 100 MHZ SMT 1206 | 02862-BLM31PG500SN1 19114-HI1206T500R-10 | MURATA LAIRD TECHNOLOGIES | STE
3417 | 6 |  | J9 | CTAOOC | 46-289446P7 | 1 | Restricted | Each | 1.0 | CONNECTOR 2 CONTACTS 250 VOLTS 3 AMP SINGLE ROW, RIGHT ANGLE LOW PROFILE | 01525 70553-0001 | MOLEX | STE
3418 | 6 |  | J5-J7 | CTAOOC | 46-275208P2 | 2 | Restricted | Each | 3.0 | 003 CONT PCB MOUNT HSG RT ANGLE | 01525-70555-0072 | MOLEX | STE
3419 | 6 |  | J8 | CTAOOC | 2109908 | 7 | Standard | Each | 1.0 | CONNECTOR_NEW RECTANGULAR, D- 9 EACH D-SUBMINIATURE RIGHT ANGLE CONNECTOR FRONT METAL SHELL 9 PINS 747840-4 | 18996-5747840-4 01940-6E17-C-009-P-AJ-1-21 10099-09 68 163 5812 00214-D09P33E6GX00LF | TE CONNECTIVITY AMPHENOL HARTING FCI | STE
3420 | 6 |  | J2 | CTAOOC | 2106009-6 | 1 | Restricted | Each | 1.0 | CONNEC LOW-PROF TRANSI 10C HEAD STR | 01940 821-A010P-AM-A00 00214-75869-101LF 00266-N2510-6002RB 10099-09 18 510 6324 18996-5103308-1 | AMPHENOL FCI 3M (MINNESOTA MINING MFG) HARTING TE CONNECTIVITY | STE
3421 | 5 | 1 |  | CTASoftware | 5474007 | 2 | Release | Each | 1.0 | Precision THUNIS-800+ Intercom firmware |  |  | CCX
3422 | 4 | 12 |  | ECCCollectorPart | 5479475 | 1 | Release | Each | 1.0 | TIE Collector |  |  | HLE
3423 | 5 | 1 |  | CTAComponent | 5438938 | 1 | Release | Each | 40.0 | NYLON BINDING TIE CLAMP HellermannTyton T-50L tie wrap 383x4.8mm Max Bundle Dia 105mm |  |  | HLE
3424 | 5 | 2 |  | CTAComponent | 5461759 | 1 | Release | Each | 100.0 | NYLON BINDING TIE CLAMP KSS CV-180 tie wrap 180x3.6mm Max Bundle Dia 46mm |  |  | HLE
3425 | 3 | 11 |  | ECCCollectorPart | 5439215 | 2 | Release | Each | 1.0 | MIS cables for Precision THUNIS-800+ |  |  | HLE
3426 | 4 | 2 |  | CTAComponent | 5450388 | 1 | Release | Each | 1.0 | MIS PCU Generator Interface Cable |  |  | HLE
3427 | 4 | 3 |  | CTAComponent | 5437146 | 3 | Release | Each | 1.0 | MIS II Power and Control Cable |  |  | HLE
3428 | 4 | 4 |  | CTAComponent | 5442714 | 1 | Release | Each | 1.0 | MIS CPI Input Power Cable1 U |  |  | HLE
3429 | 4 | 5 |  | CTAComponent | 5438694 | 1 | Release | Each | 1.0 | MIS CPI Input Power Cable3 W |  |  | HLE
3430 | 4 | 1 |  | CTAComponent | 5462260 | 2 | Release | Each | 1.0 | MIS IF board Generator IF board Interface Cable |  |  | HLE
3431 | 4 | 10 |  | CTAComponent | 5451170 | 2 | Release | Each | 1.0 | MIS IF board Generator Digital Interface Cable |  |  | HLE
3432 | 4 | 11 |  | CTAComponent | 5449152 | 1 | Release | Each | 1.0 | MIS System Console Power Cable |  |  | HLE
3433 | 4 | 9 |  | CTAComponent | 5451169 | 1 | Release | Each | 1.0 | MIS System Console Ground Cable |  |  | HLE
3434 | 4 | 7 |  | CTAComponent | 5440236 | 3 | Release | Each | 1.0 | MIS PDU Power ON Cable 2 core |  |  | CCX
3435 | 4 | 8 |  | CTAComponent | 5440237 | 1 | Release | Each | 1.0 | MIS PDU CPI Ground Cable 4# |  |  | HLE
3436 | 4 | 6 |  | CTAComponent | 5456162 | 1 | Release | Each | 1.0 | MIS CPI Input Power Cable2 V |  |  | HLE
3437 | 4 | 16 |  | CTAComponent | 5450222 | 1 | Release | Each | 1.0 | MIS Tube Fan Cable |  |  | HLE
3438 | 4 | 18 |  | CTAComponent | 5436460 | 2 | Release | Each | 1.0 | MIS TABLE POWER CABLE |  |  | HLE
3439 | 4 | 15 |  | CTAComponent | 5451171 | 3 | Release | Each | 1.0 | MIS AEC Feedback Coaxial Cable |  |  | CCX
3440 | 4 | 12 |  | CTAComponent | 5436625 | 2 | Release | Each | 1.0 | MIS collimator light SW cable |  |  | HLE
3441 | 4 | 20 |  | CTAComponent | 5460585 | 2 | Release | Each | 1.0 | MIS intercom communication Cable |  |  | HLE
3442 | 4 | 19 |  | CTAComponent | 5439491 | 1 | Release | Each | 1.0 | MIS PDU-Table Ground Cable |  |  | HLE
3443 | 4 | 21 |  | CTAComponent | 5122632 | 1 | Release | Each | 2.0 | HV Cable | 24192-5122632 | BEIJING GUANGRUI MACHINERY CO | HLE
3444 | 4 | 22 |  | ECCCollectorPart | 5479942 | 3 | Release | Each | 1.0 | MIS Gen. Tube Anode and ground cable assembly |  |  | CCX
3445 | 5 | 2 |  | CTAComponent | 5451994 | 2 | Release | Each | 1.0 | MIS Gen. Tube ground cable |  |  | HLE
3446 | 5 | 3 |  | CTAComponent | 5479710 | 3 | Release | Each | 2.0 | Ferrite split core snap-on 28A5776-0A2 |  |  | HLE
3447 | 5 | 1 |  | CTAComponent | 5445938 | 2 | Release | Each | 1.0 | MIS Gen. Tube Anode cable |  |  | HLE
3448 | 3 | 9 |  | ECCCollectorPart | 5150270 | 3 | Release | Each | 1.0 | Generator for digital system assembly |  |  | HLE
3449 | 4 | 1 |  | CTAComponent | 5123374 | 7 | Release | Each | 1.0 | Generator for digital system |  |  | HLE
3450 | 4 | 2 |  | CTAComponent | 5442735 | 1 | Release | Each | 1.0 | generator rating plate |  |  | HLE
3451 | 5 | 1 |  | CTAComponent | 46-303268P1 | 10 | Release | Each | 1.0 | PRODUCT LOCATOR CARD FORM FOR RATING PLATES, PRINTED BY DUPLITECH | 25823-46-303268P1 | DL3 | CTZ
3452 | 3 | 12 |  | ECCCollectorPart | 5480083 | 4 | Release | Each | 1.0 | Accessories for Precision THUNIS-800+ |  |  | CCX
3453 | 4 | 2 |  | CTAComponent | 5438938 | 1 | Release | Each | 50.0 | NYLON BINDING TIE CLAMP HellermannTyton T-50L tie wrap 383x4.8mm Max Bundle Dia 105mm |  |  | HLE
3454 | 4 | 5 |  | CTAAssembly | 5443544 | 4 | Release | Each | 4.0 | Dolly Assembly |  |  | CCX
3455 | 5 | 2 |  | CTAComponent | 5129829 | 1 | Release | Each | 1.0 | FOOT WHWWL |  |  | HLE
3456 | 5 | 1 |  | CTAComponent | 5449645 | 1 | Release | Each | 1.0 | Foot Wheel Bracket |  |  | CCX
3457 | 5 | 3 |  | CTAComponent | 1000-M12C020-04 | 2 | Release | Each | 3.0 | Hexagon Socket Head Cap Screw, M12-1.75, X20mm Long, Grade 8.8 Steel, Zinc Plated, RoHS Fastener | 20589-10948-03245 11060-M12C20KCSC9Z6/912 10487-1000-M12C020-04 | FASTENAL COMPANY ANIXTER OHTA | STM
3458 | 4 | 4 |  | CTAOOC | 5310219 | 1 | Standard | Each | 1.0 | Ferrite split core snap-on 28A5131-0A2 | 10309-28A5131-OA2 | STEWARD | EVS
3459 | 4 | 1 |  | CTAComponent | 5461759 | 1 | Release | Each | 50.0 | NYLON BINDING TIE CLAMP KSS CV-180 tie wrap 180x3.6mm Max Bundle Dia 46mm |  |  | HLE
3460 | 4 | 3 |  | ECCCollectorPart | 5448457 | 3 | Release | Each | 1.0 | Fuse collector |  |  | HLE
3461 | 5 | 1 |  | CTAComponent | 5447604 | 1 | Release | Each | 2.0 | 8A Fuse |  |  | HLE
3462 | 5 | 4 |  | CTAComponent | 5449858 | 1 | Release | Each | 1.0 | 4A Fuse |  |  | HLE
3463 | 5 | 3 |  | CTAComponent | 5438741 | 1 | Release | Each | 2.0 | 10A fuse |  |  | HLE
3464 | 5 | 2 |  | CTAComponent | 5438743 | 1 | Release | Each | 2.0 | 2A fuse |  |  | HLE
3465 | 4 | 7 |  | CTAComponent | 5445416-3 | 1 | Release | Each | 2.0 | AVID PRODUCTS STEEL P-CLAMP or R-clamp DIA7.9, WIDE9.7,19243 SCP-5-323-203 |  |  | HLE
3466 | 3 | 10 |  | ECCCollectorPart | 5479473 | 6 | Release | Each | 1.0 | PT800+ 65KW 9IN II SYS label collector |  |  | CCX
3467 | 4 | 4 |  | CTAComponent | 5449450 | 2 | Release | Each | 1.0 | eIFU Label | 19212-5449450 | DURATECH | BAW
3468 | 4 | 5 |  | CTAComponent | 5449177 | 1 | Release | Each | 2.0 | HV Cable Label+ |  |  | HLE
3469 | 4 | 6 |  | CTAComponent | 5462280 | 1 | Release | Each | 2.0 | HV Cable Label- |  |  | HLE
3470 | 4 | 1 |  | CTAComponent | 5438721-EN | 1 | Release | Each | 1.0 | Warning label for compressor |  |  | CCX
3471 | 4 | 13 |  | CTAComponent | 5442749-EN | 1 | Release | Each | 1.0 | Table gear warning label |  |  | CCX
3472 | 4 | 16 |  | CTAComponent | 5445163-EN | 1 | Release | Each | 1.0 | Caution label for footrest |  |  | CCX
3473 | 4 | 15 |  | CTAComponent | 5443538-EN | 1 | Release | Each | 1.0 | Danger label1 |  |  | CCX
3474 | 4 | 3 |  | CTAComponent | 5440265-EN | 1 | Release | Each | 1.0 | PDU Safety Warning |  |  | CCX
3475 | 4 | 14 |  | CTAComponent | 5474227 | 4 | Release | Each | 1.0 | PS800_R system III rating label 65KW |  |  | HLE
3476 | 4 | 10 |  | CTAComponent | 5459238 | 1 | Release | Each | 1.0 | table rating plate |  |  | HLE
3477 | 5 | 1 |  | CTAComponent | 46-303268P1 | 10 | Release | Each | 1.0 | PRODUCT LOCATOR CARD FORM FOR RATING PLATES, PRINTED BY DUPLITECH | 25823-46-303268P1 | DL3 | CTZ
3478 | 4 | 11 |  | CTAComponent | 5454509 | 1 | Release | Each | 1.0 | PDU rating plate |  |  | HLE
3479 | 5 | 1 |  | CTAComponent | 46-303268P1 | 10 | Release | Each | 1.0 | PRODUCT LOCATOR CARD FORM FOR RATING PLATES, PRINTED BY DUPLITECH | 25823-46-303268P1 | DL3 | CTZ
3480 | 4 | 12 |  | CTAComponent | 5453315 | 4 | Release | Each | 1.0 | Label ISO 7010-M002 for IEC V3 |  |  | HLE
3481 | 4 | 22 |  | CTAComponent | 5457744-EN | 1 | Release | Each | 1.0 | Danger label 2 |  |  | CCX
3482 | 4 | 2 |  | CTAComponent | 2132620 | 2 | Release | Each | 1.0 | EMC LABEL CLASS A GROUP 1 | 19212-201814 | DURATECH | PET
3483 | 4 | 8 |  | CTAComponent | 5442735 | 1 | Release | Each | 1.0 | generator rating plate |  |  | HLE
3484 | 5 | 1 |  | CTAComponent | 46-303268P1 | 10 | Release | Each | 1.0 | PRODUCT LOCATOR CARD FORM FOR RATING PLATES, PRINTED BY DUPLITECH | 25823-46-303268P1 | DL3 | CTZ
3485 | 4 | 9 |  | CTAComponent | 5446751 | 1 | Release | Each | 1.0 | console rating plate |  |  | HLE
3486 | 5 | 1 |  | CTAComponent | 46-303268P1 | 10 | Release | Each | 1.0 | PRODUCT LOCATOR CARD FORM FOR RATING PLATES, PRINTED BY DUPLITECH | 25823-46-303268P1 | DL3 | CTZ
3487 | 4 | 7 |  | CTAComponent | 5497155 | 3 | Release | Each | 1.0 | PS800Refresh LATAM label |  |  | CCX
3488 | 5 | 1 |  | CTAComponent | 5497750 | 1 | Release | Each | 1.0 | Label sheet |  |  | CCX
3489 | 4 | 23 |  | CTAComponent | 5439526-EN | 1 | Release | Each | 1.0 | Caution label1 |  |  | CCX
3490 | 4 | 19 |  | CTAComponent | 5456190-EN | 2 | Release | Each | 1.0 | Caution label 2 |  |  | CCX
3491 | 4 | 21 |  | CTAComponent | 5456962-EN | 2 | Release | Each | 1.0 | Warning label1 |  |  | CCX
3492 | 4 | 20 |  | CTAComponent | 5456960-EN | 2 | Release | Each | 1.0 | Caution label 3 |  |  | CCX
3493 | 4 | 18 |  | CTAComponent | 5451205-EN | 2 | Release | Each | 1.0 | Operation Warning label |  |  | CCX
3494 | 3 | 3 |  | CTAAssembly | 5479480 | 6 | Release | Each | 1.0 | 9 Inch II assembly |  |  | HLE
3495 | 4 | 1 |  | CTAComponent | 1007-M4C010-14 | 2 | Release | Each | 1.0 | Phillips Pan Head Screw, ISO 7045, M4-0.7, X10mm Long, Grade 4.8 Steel, Zinc Plated, RoHS Fastener | 11060-M4C10MXPSTZ6/7985 20589-10948-03570 24140-M4/10/PPSTMC/TC1/ISO7045 | ANIXTER FASTENAL COMPANY TR FORMAC DIV OF TR FASTENINGS | STM
3496 | 4 | 2 |  | CTAComponent | 1010-M4C012-14 | 2 | Release | Each | 12.0 | Phillips Flat Head Screw, ISO 7046, M4-0.7, X12mm Long, Grade 4.8 Steel, Zinc Plated, RoHS Fastener | 11060-M4C12MXFSTZ6/965A 20589-10948-03509 24140-M4/12/KPSTMC/TC1/DIN965 | ANIXTER FASTENAL COMPANY TR FORMAC DIV OF TR FASTENINGS | STM
3497 | 4 | 4 |  | CTAComponent | 2000-M8-03 | 2 | Release | Each | 4.0 | Flat Washer, ISO7089, M8, Steel 200HV, Zinc Plated, RoHS Fastener | 11060-M8NWSFSTZ6/125ATP 20589-10948-03458 25114-2000-M8-03 | ANIXTER FASTENAL COMPANY TR FORMAC SHANGHAI PTE LTD | STM
3498 | 4 | 6 |  | CTAComponent | 3000-M8C-07 | 1 | Release | Each | 4.0 | Hexagon Nut, ISO4032, M8-1.25, Grade 12 Steel, Black Oxide, RoHS Fastener | 20589-10948-03704 A0996-1090143 11060-M8CNFHXDBO/934 | FASTENAL COMPANY BOSSARD ANIXTER | STM
3499 | 4 | 3 |  | CTAComponent | 2000-M4-03 | 3 | Release | Each | 1.0 | FLAT WASHER - NORMAL SERIES, ISO 7089, M4 CLASS 200H STEEL, ZINC PLATED RoHS FASTENER | 24140-M4/-/PWSTWA/TC1/DIN125 10487-2000-M4-03 A0996-BN 343 M4 CR6+FREE 24432-11103691 11060-M4NWSFSTZ6/125ATP | TR FORMAC DIV OF TR FASTENINGS OHTA BOSSARD FASTENAL ANIXTER | STM
3500 | 4 | 9 |  | CTAComponent | 5479710 | 3 | Release | Each | 1.0 | Ferrite split core snap-on 28A5776-0A2 |  |  | HLE
3501 | 4 | 7 |  | CTAComponent | 5450888 | 2 | Release | Each | 1.0 | Connection board with 9 inch II |  |  | CCX
3502 | 4 | 11 |  | CTAComponent | C2106-M4-02 | 3 | Release | Each | 1.0 | Spring Lock Washer, M4, Zinc plated, Rohs Fastener | 24140-C2106-M4-02 | TR FORMAC DIV OF TR FASTENINGS | HLE
3503 | 4 | 5 |  | CTAComponent | 2203-M8-07 | 3 | Release | Each | 4.0 | Curved Lock Washer, DIN 128A, M8, Spring Steel, Zinc Plated, RoHS Fastener | 20589-10948-04153 11060-M8NLOCSTMZT/128A | FASTENAL COMPANY ANIXTER | STM
3504 | 4 | 10 |  | CTAAssembly | 5480485 | 5 | Release | Each | 1.0 | 9 inch image chain system |  |  | CCX
3505 | 5 | 2 |  | CTAComponent | 5122279 | 1 | Release | Each | 1.0 | Optics assembly for storm digital |  |  | HLE
3506 | 5 | 1 |  | CTAComponent | 5122278 | 1 | Release | Each | 1.0 | CCD Camera |  |  | HLE
3507 | 5 | 4 |  | CTAComponent | 5122281 | 1 | Release | Each | 1.0 | Thales Optics control board |  |  | HLE
3508 | 5 | 3 |  | CTAComponent | 5122280 | 1 | Release | Each | 1.0 | Thales AEC control board |  |  | HLE
3509 | 5 | 6 |  | CTAComponent | 5122285 | 1 | Release | Each | 1.0 | Cable from PCU to CCD Camera |  |  | HLE
3510 | 5 | 7 |  | CTAComponent | 5439749 | 3 | Release | Each | 1.0 | 9inch image intensifier tube TH 59438 Q210 FRU |  |  | CCX
3511 | 5 | 5 |  | CTAComponent | 5122282 | 1 | Release | Each | 1.0 | Thales HVPS for storm digital |  |  | HLE
3512 | 4 | 8 |  | CTAComponent | 5461759 | 1 | Release | Each | 3.0 | NYLON BINDING TIE CLAMP KSS CV-180 tie wrap 180x3.6mm Max Bundle Dia 46mm |  |  | HLE
3513 | 3 | 2 |  | CTAAssembly | 5480081 | 2 | Release | Each | 1.0 | A-196 X-ray tube assembly for Precision THUNIS-800+ |  |  | CCX
3514 | 4 | 2 |  | CTAAssembly | 5479445 | 3 | Release | Each | 1.0 | Tube holder for A196 |  |  | HLE
3515 | 5 | 2 |  | CTAComponent | 5457707 | 3 | Release | Each | 2.0 | Table tube tilt Button and Cable |  |  | HLE
3516 | 5 | 4 |  | CTAComponent | 1000-M8C025-04 | 3 | Release | Each | 4.0 | Hexagon Socket Head Cap Screw, M8-1.25, X25mm Long, Grade 8.8 Steel, Zinc Plated, RoHS Fastener | 11060-M8C25KCSC9Z6/912 20589-ZS2580025ZP0000 24140-M8/25/SOHTCS/TC1D/DIN912 10487-1000-M8C025-04 | ANIXTER FASTENAL COMPANY TR FORMAC DIV OF TR FASTENINGS OHTA | STM
3517 | 5 | 5 |  | CTAComponent | 2000-M8-03 | 2 | Release | Each | 4.0 | Flat Washer, ISO7089, M8, Steel 200HV, Zinc Plated, RoHS Fastener | 11060-M8NWSFSTZ6/125ATP 20589-10948-03458 25114-2000-M8-03 | ANIXTER FASTENAL COMPANY TR FORMAC SHANGHAI PTE LTD | STM
3518 | 5 | 3 |  | CTAComponent | 1000-M4C045-04 | 1 | Release | Each | 4.0 | Hexagon Socket Head Cap Screw, M4-0.7, X45mm Long, Grade 8.8 Steel, Zinc Plated, RoHS Fastener | 11060-M4C45KCSC9Z6/912 A0996-BN 4 M4 x 45mm CR6+FREE 24140-M4/45/SOHTCS/TC1D/DIN912 24432-11103203 | ANIXTER BOSSARD TR FORMAC DIV OF TR FASTENINGS FASTENAL | STM
3519 | 5 | 1 |  | CTAAssembly | 5436108 | 5 | Release | Each | 1.0 | Tube bracket assembly for A196 |  |  | CCX
3520 | 6 | 2 |  | CTAComponent | 5492696 | 1 | Release | Each | 1.0 | Tube inside clamp 2 |  |  | CCX
3521 | 6 | 1 |  | CTAComponent | 5492695 | 1 | Release | Each | 1.0 | Tube inside clamp 1 |  |  | CCX
3522 | 6 | 6 |  | CTAComponent | 5492698 | 1 | Release | Each | 1.0 | Tube inside clamp 4 |  |  | CCX
3523 | 6 | 5 |  | CTAComponent | 5492697 | 1 | Release | Each | 1.0 | Tube inside clamp 3 |  |  | CCX
3524 | 6 | 4 |  | CTAAssembly | 5492700 | 1 | Release | Each | 1.0 | Tube outside clamp 2 |  |  | CCX
3525 | 7 | 2 |  | CTAComponent | 5492702 | 1 | Release | Each | 1.0 | Clamp 2 |  |  | CCX
3526 | 7 | 1 |  | CTAComponent | 5492701 | 1 | Release | Each | 1.0 | Clamp 1 |  |  | CCX
3527 | 7 | 5 |  | CTAComponent | 2106-M5-14 | 1 | Release | Each | 4.0 | Spring Lock Washer with Flat Ends JIS B1251, M5, Spring Stainless Steel, Rohs Fastener | 24140-2106-M5-14 | TR FORMAC DIV OF TR FASTENINGS | STM
3528 | 7 | 3 |  | CTAComponent | 1000-M5C020-04 | 4 | Release | Each | 4.0 | Hexagon Socket Head Cap Screw, M5-0.8, X20mm Long, Grade 8.8 Steel, Zinc Plated, RoHS Fastener | 11060-M5C20KCSC9Z6/912 24140-M5/20/SOHTCS/TC1D/DIN912 10487-1000-M5C020-04 20589-11103212 A0996-BN 4 M5 x 20mm CR6+FREE | ANIXTER TR FORMAC DIV OF TR FASTENINGS OHTA FASTENAL COMPANY BOSSARD | STM
3529 | 7 | 4 |  | CTAComponent | 2000-M5-03 | 5 | Release | Each | 4.0 | Flat Washer, ISO7089, M5, Steel 200HV, Zinc Plated, RoHS Fastener | A0996-BN343-M5 CR3 11060-M5NWSFSTZ6/125ATP 20589-10948-03456 24140-M5/-/PWSTWA/TC1/DIN125 10487-7130111-5 | BOSSARD ANIXTER FASTENAL COMPANY TR FORMAC DIV OF TR FASTENINGS OHTA | STM
3530 | 6 | 3 |  | CTAAssembly | 5492699 | 1 | Release | Each | 1.0 | Tube outside clamp 1 |  |  | CCX
3531 | 7 | 1 |  | CTAComponent | 5492701 | 1 | Release | Each | 1.0 | Clamp 1 |  |  | CCX
3532 | 7 | 2 |  | CTAComponent | 5492702 | 1 | Release | Each | 1.0 | Clamp 2 |  |  | CCX
3533 | 7 | 3 |  | CTAComponent | 1000-M5C020-04 | 4 | Release | Each | 4.0 | Hexagon Socket Head Cap Screw, M5-0.8, X20mm Long, Grade 8.8 Steel, Zinc Plated, RoHS Fastener | 11060-M5C20KCSC9Z6/912 24140-M5/20/SOHTCS/TC1D/DIN912 10487-1000-M5C020-04 20589-11103212 A0996-BN 4 M5 x 20mm CR6+FREE | ANIXTER TR FORMAC DIV OF TR FASTENINGS OHTA FASTENAL COMPANY BOSSARD | STM
3534 | 7 | 5 |  | CTAComponent | 2106-M5-14 | 1 | Release | Each | 4.0 | Spring Lock Washer with Flat Ends JIS B1251, M5, Spring Stainless Steel, Rohs Fastener | 24140-2106-M5-14 | TR FORMAC DIV OF TR FASTENINGS | STM
3535 | 7 | 4 |  | CTAComponent | 2000-M5-03 | 5 | Release | Each | 4.0 | Flat Washer, ISO7089, M5, Steel 200HV, Zinc Plated, RoHS Fastener | A0996-BN343-M5 CR3 11060-M5NWSFSTZ6/125ATP 20589-10948-03456 24140-M5/-/PWSTWA/TC1/DIN125 10487-7130111-5 | BOSSARD ANIXTER FASTENAL COMPANY TR FORMAC DIV OF TR FASTENINGS OHTA | STM
3536 | 6 | 9 |  | CTAAssembly | 5492705 | 1 | Release | Each | 1.0 | Locking device ASM |  |  | CCX
3537 | 7 | 2 |  | CTAComponent | 5492707 | 1 | Release | Each | 1.0 | Locking device lever |  |  | CCX
3538 | 7 | 3 |  | CTAComponent | 5492708 | 1 | Release | Each | 1.0 | Locking device pin |  |  | CCX
3539 | 7 | 1 |  | CTAComponent | 5492706 | 1 | Release | Each | 1.0 | Locking device bracket |  |  | CCX
3540 | 7 | 4 |  | CTAComponent | 5495676 | 1 | Release | Each | 1.0 | Circlip for shaft_DE-6 |  |  | CCX
3541 | 6 | 10 |  | CTAComponent | 5492710 | 1 | Release | Each | 4.0 | Cover mounting screw |  |  | CCX
3542 | 6 | 8 |  | CTAComponent | 5461795 | 1 | Release | Each | 1.0 | Fan bracket |  |  | CCX
3543 | 6 | 7 |  | CTAAssembly | 5454548 | 1 | Release | Each | 1.0 | Handle ASM |  |  | CCX
3544 | 7 | 2 |  | CTAAssembly | 5492703 | 1 | Release | Each | 1.0 | Handle |  |  | CCX
3545 | 8 | 1 |  | CTAComponent | 5449817 | 1 | Release | Each | 1.0 | Rectangular tube |  |  | CCX
3546 | 8 | 2 |  | CTAAssembly | 5444515 | 1 | Release | Each | 1.0 | Handle |  |  | CCX
3547 | 9 | 2 |  | CTAComponent | 5437365 | 1 | Release | Each | 2.0 | Switch mounting plate |  |  | CCX
3548 | 9 | 1 |  | CTAComponent | 5451400 | 1 | Release | Each | 1.0 | Pipe |  |  | CCX
3549 | 7 | 1 |  | CTAComponent | 5492799 | 1 | Release | Each | 1.0 | Handle bracket |  |  | CCX
3550 | 6 | 12 |  | CTAAssembly | 5492716 | 1 | Release | Each | 1.0 | Locking screw |  |  | CCX
3551 | 7 | 2 |  | CTAComponent | 5492715 | 1 | Release | Each | 1.0 | Screw |  |  | CCX
3552 | 7 | 3 |  | CTAComponent | 4001-M4L010-30 | 2 | Release | Each | 1.0 | Spring Pin, ISO 8752, 4mm Diameter X 10mm Long, Stainless Steel, RoHS Fastener | 11060-M4R10PRPSJ/1481 A0996-BN 337 M4 x 10mm CR6 + Free 20589-O131787 | ANIXTER BOSSARD FASTENAL COMPANY | STM
3553 | 7 | 1 |  | CTAComponent | 5492714 | 1 | Release | Each | 1.0 | Nut |  |  | CCX
3554 | 6 | 13 |  | CTAAssembly | 5438744 | 1 | Release | Each | 1.0 | Electromagnetic brake ASM |  |  | CCX
3555 | 7 | 1 |  | CTAAssembly | 5495284 | 1 | Release | Each | 1.0 | Braking shaft ASM |  |  | CCX
3556 | 8 | 2 |  | CTAComponent | 5436068 | 1 | Release | Each | 1.0 | Connecting plate |  |  | CCX
3557 | 8 | 1 |  | CTAComponent | 5445368 | 1 | Release | Each | 1.0 | Shaft |  |  | CCX
3558 | 7 | 3 |  | CTAAssembly | 5492724 | 1 | Release | Each | 1.0 | Brake bracket |  |  | CCX
3559 | 8 | 2 |  | CTAComponent | 5492721 | 1 | Release | Each | 1.0 | Plate 1 |  |  | CCX
3560 | 8 | 4 |  | CTAComponent | 5492723 | 1 | Release | Each | 2.0 | Plate 3 |  |  | CCX
3561 | 8 | 3 |  | CTAComponent | 5492722 | 1 | Release | Each | 2.0 | Plate 2 |  |  | CCX
3562 | 8 | 1 |  | CTAComponent | 5492720 | 1 | Release | Each | 1.0 | Sleeve |  |  | CCX
3563 | 8 | 6 |  | CTAComponent | 4001-M4L010-30 | 2 | Release | Each | 2.0 | Spring Pin, ISO 8752, 4mm Diameter X 10mm Long, Stainless Steel, RoHS Fastener | 11060-M4R10PRPSJ/1481 A0996-BN 337 M4 x 10mm CR6 + Free 20589-O131787 | ANIXTER BOSSARD FASTENAL COMPANY | STM
3564 | 8 | 5 |  | CTAComponent | 5492725 | 1 | Release | Each | 1.0 | Positioning sleeve |  |  | CCX
3565 | 7 | 6 |  | CTAComponent | 5441134 | 1 | Release | Each | 1.0 | End plate |  |  | CCX
3566 | 7 | 5 |  | CTAComponent | 5450473 | 1 | Release | Each | 1.0 | Shaft sleeve 2 |  |  | CCX
3567 | 7 | 4 |  | CTAComponent | 5492726 | 1 | Release | Each | 1.0 | Key |  |  | CCX
3568 | 7 | 2 |  | CTAComponent | 5448410 | 1 | Release | Each | 1.0 | Shaft sleeve1 |  |  | CCX
3569 | 7 | 10 |  | CTAAssembly | 5492768 | 1 | Release | Each | 1.0 | Limited screw |  |  | CCX
3570 | 8 | 2 |  | CTAComponent | 5492767 | 1 | Release | Each | 1.0 | Nylon head |  |  | CCX
3571 | 8 | 1 |  | CTAComponent | 5492766 | 1 | Release | Each | 1.0 | M8_Screw |  |  | CCX
3572 | 7 | 8 |  | CTAComponent | 5492739 | 2 | Release | Each | 1.0 | Positioning device cover |  |  | CCX
3573 | 7 | 9 |  | CTAAssembly | 5492741 | 1 | Release | Each | 1.0 | Micro switch ASM_tilt |  |  | CCX
3574 | 8 | 2 |  | CTAComponent | 5461564 | 2 | Release | Each | 1.0 | MICRO SWITCH |  |  | HLE
3575 | 8 | 4 |  | CTAComponent | 5459257 | 1 | Release | Each | 1.0 | thread hole plate |  |  | CCX
3576 | 8 | 3 |  | CTAComponent | C1213-M4C030-14 | 1 | Release | Each | 2.0 | GB_T 9074.8，M4x30mm，Grade 4.8 Steel，Zinc finish，RoHS Fastener | 25114-M4/30/PPSTPS/TC1/GB9074.8 | TR FORMAC SHANGHAI PTE LTD | HLE
3577 | 8 | 1 |  | CTAComponent | 5492740 | 1 | Release | Each | 1.0 | Micro switch bracket |  |  | CCX
3578 | 8 | 6 |  | CTAComponent | 5447590 | 1 | Release | Each | 1.0 | through hole plate |  |  | CCX
3579 | 8 | 5 |  | CTAComponent | 5460819 | 1 | Release | Each | 1.0 | insulation piece |  |  | CCX
3580 | 7 | 7 |  | CTAAssembly | 5492738 | 1 | Release | Each | 1.0 | Positioning device |  |  | CCX
3581 | 8 | 1 |  | CTAComponent | 5492727 | 1 | Release | Each | 1.0 | Fixed shaft 1 |  |  | CCX
3582 | 8 | 3 |  | CTAComponent | 5492729 | 1 | Release | Each | 1.0 | Lever |  |  | CCX
3583 | 8 | 4 |  | CTAAssembly | 5492734 | 1 | Release | Each | 1.0 | Wheel ASM |  |  | CCX
3584 | 9 | 2 |  | CTAComponent | 5492731 | 1 | Release | Each | 1.0 | Pin |  |  | CCX
3585 | 9 | 3 |  | CTAComponent | 5492732 | 1 | Release | Each | 1.0 | Wheel |  |  | CCX
3586 | 9 | 1 |  | CTAComponent | 5492730 | 1 | Release | Each | 1.0 | Wheel bracket |  |  | CCX
3587 | 9 | 4 |  | CTAComponent | 5492733 | 1 | Release | Each | 1.0 | Circlip for shaft_DE-4 |  |  | CCX
3588 | 8 | 2 |  | CTAComponent | 5492728 | 1 | Release | Each | 1.0 | Fixed shaft 2 |  |  | CCX
3589 | 8 | 6 |  | CTAComponent | 1000-M4C012-04 | 4 | Release | Each | 2.0 | Hexagon Socket Head Cap Screw, M4-0.7, X12mm Long, Grade 8.8 Steel, Zinc Plated, RoHS Fastener | 11060-M4C12KCSC9Z6/912 24140-M4/12/SOHTCS/TC1D/DIN912 20589-10948-03232 10487-1000-M4C012-04 A0996-BN 4 M4 X 12mm CR6+FREE | ANIXTER TR FORMAC DIV OF TR FASTENINGS FASTENAL COMPANY OHTA BOSSARD | STM
3590 | 8 | 7 |  | CTAComponent | 2000-M4-03 | 3 | Release | Each | 2.0 | FLAT WASHER - NORMAL SERIES, ISO 7089, M4 CLASS 200H STEEL, ZINC PLATED RoHS FASTENER | 24140-M4/-/PWSTWA/TC1/DIN125 10487-2000-M4-03 A0996-BN 343 M4 CR6+FREE 24432-11103691 11060-M4NWSFSTZ6/125ATP | TR FORMAC DIV OF TR FASTENINGS OHTA BOSSARD FASTENAL ANIXTER | STM
3591 | 8 | 5 |  | CTAComponent | 5492735 | 1 | Release | Each | 1.0 | Spring |  |  | CCX
3592 | 8 | 8 |  | CTAComponent | C2106-M4-02 | 3 | Release | Each | 2.0 | Spring Lock Washer, M4, Zinc plated, Rohs Fastener | 24140-C2106-M4-02 | TR FORMAC DIV OF TR FASTENINGS | HLE
3593 | 8 | 10 |  | CTAComponent | 3001-M12C-27 | 1 | Release | Each | 1.0 | Hexagon Thin Nut, ISO4035, M12-1.75, Grade 04 Steel, Zinc Plated, RoHS Fastener | 20589-10948-03716 11060-M12CNFJSTZ6/4035 | FASTENAL COMPANY ANIXTER | STM
3594 | 8 | 9 |  | CTAComponent | 5495677 | 1 | Release | Each | 1.0 | Circlip for shaft_DE-8 |  |  | CCX
3595 | 7 | 12 |  | CTAComponent | 1000-M5C016-04 | 5 | Release | Each | 4.0 | Hexagon Socket Head Cap Screw, M5-0.8, X16mm Long, Grade 8.8 Steel, Zinc Plated, RoHS Fastener | 11060-M5C16KCSC9Z6/912 24140-M5/16/SOHTCS/TC1D/DIN912 10487-1000-M5C016-04 20589-ZS2540016ZP0000 A0996-BN 4 M5 x 16mm CR6+FREE | ANIXTER TR FORMAC DIV OF TR FASTENINGS OHTA FASTENAL COMPANY BOSSARD | STM
3596 | 7 | 13 |  | CTAComponent | 1000-M6C016-04 | 4 | Release | Each | 4.0 | Hexagon Socket Head Cap Screw, M6-1, X16mm Long, Grade 8.8 Steel, Zinc Plated, RoHS Fastener | 20589-10948-03239 10487-1000-M6C016-04 24140-M6/16/SOHTCS/TC1D/DIN912 11060-M6C16KCSC9Z6/912 A0996-BN 4 M6 x 16mm CR6+FREE | FASTENAL COMPANY OHTA TR FORMAC DIV OF TR FASTENINGS ANIXTER BOSSARD | STM
3597 | 7 | 11 |  | CTAComponent | 1000-M5C012-04 | 5 | Release | Each | 2.0 | Hexagon Socket Head Cap Screw, M5-0.8, X12mm Long, Grade 8.8 Steel, Zinc Plated, RoHS Fastener | 11060-M5C12KCSC9Z6/912 10487-1000-M5C012-04 24140-M5/12/SOHTCS/TC1D/DIN912 20589-ZS2540012ZP0000 A0996-BN 3 M5x12mm CR6+FREE | ANIXTER OHTA TR FORMAC DIV OF TR FASTENINGS FASTENAL COMPANY BOSSARD | STM
3598 | 7 | 15 |  | CTAComponent | 2000-M6-03 | 3 | Release | Each | 4.0 | Flat Washer, ISO7089, M6, Steel 200HV, Zinc Plated, RoHS Fastener | 20589-10948-03457 10487-2000-M6-03 11060-M6NWSFSTZ6/125ATP 24140-M6/-/PWSTWA/TC1/DIN125 | FASTENAL COMPANY OHTA ANIXTER TR FORMAC DIV OF TR FASTENINGS | STM
3599 | 7 | 14 |  | CTAComponent | 2000-M5-03 | 5 | Release | Each | 4.0 | Flat Washer, ISO7089, M5, Steel 200HV, Zinc Plated, RoHS Fastener | A0996-BN343-M5 CR3 11060-M5NWSFSTZ6/125ATP 20589-10948-03456 24140-M5/-/PWSTWA/TC1/DIN125 10487-7130111-5 | BOSSARD ANIXTER FASTENAL COMPANY TR FORMAC DIV OF TR FASTENINGS OHTA | STM
3600 | 7 | 18 |  | CTAComponent | C2106-M8-80 | 1 | Release | Each | 1.0 | GB_T 93，M8，Spring Steel，Black Oxide finish，RoHS Fastener | 25114-M8/-/SRSTWA/BO/GB93 | TR FORMAC SHANGHAI PTE LTD | HLE
3601 | 7 | 17 |  | CTAComponent | C2106-M6-02 | 3 | Release | Each | 4.0 | Spring Lock Washer, M6, Zinc plated, Rohs Fastener | 24140-C2106-M6-02 | TR FORMAC DIV OF TR FASTENINGS | HLE
3602 | 7 | 16 |  | CTAComponent | 2000-M8-03 | 2 | Release | Each | 1.0 | Flat Washer, ISO7089, M8, Steel 200HV, Zinc Plated, RoHS Fastener | 11060-M8NWSFSTZ6/125ATP 20589-10948-03458 25114-2000-M8-03 | ANIXTER FASTENAL COMPANY TR FORMAC SHANGHAI PTE LTD | STM
3603 | 7 | 20 |  | CTAComponent | 2206-M5N-05 | 1 | Release | Each | 2.0 | Nord Lock Locking Washer, Standard Series, M5, Steel, Zinc Flake Coated, RoHS Fastener | 24432-O162562 A0996-3220543 24140-M5/-/NWSTWA/DAB | FASTENAL BOSSARD TR FORMAC DIV OF TR FASTENINGS | STM
3604 | 7 | 19 |  | CTAComponent | 2106-M5-14 | 1 | Release | Each | 4.0 | Spring Lock Washer with Flat Ends JIS B1251, M5, Spring Stainless Steel, Rohs Fastener | 24140-2106-M5-14 | TR FORMAC DIV OF TR FASTENINGS | STM
3605 | 7 | 22 |  | CTAComponent | 5462294 | 2 | Release | Each | 1.0 | Electromagnetic brake |  |  | CCX
3606 | 7 | 23 |  | CTAComponent | 5453714 | 1 | Release | Each | 2.0 | Bearing NSK 6007ZZ |  |  | CCX
3607 | 7 | 21 |  | CTAComponent | 3000-M8C-04 | 1 | Release | Each | 1.0 | Hexagon Nut, ISO4032, M8-1.25, Grade 8 Steel, Zinc Plated, RoHS Fastener | 20589-10948-03689 11060-M8CNFHSTZ6/934 | FASTENAL COMPANY ANIXTER | STM
3608 | 7 | 25 |  | CTAComponent | 5492770 | 1 | Release | Each | 1.0 | Circlip for hole-GB893.1-86 62 Series Fastener Drawing RoHS Compliant |  |  | CCX
3609 | 7 | 24 |  | CTAComponent | 5492769 | 1 | Release | Each | 1.0 | Circlip for shaft-GB894.1-86 35 Series Fastener Drawing RoHS Compliant |  |  | CCX
3610 | 6 | 11 |  | CTAAssembly | 5492713 | 1 | Release | Each | 6.0 | Supporting bearing ASM |  |  | CCX
3611 | 7 | 2 |  | CTAComponent | 5492711 | 1 | Release | Each | 1.0 | Bearing NSK 6800ZZ |  |  | CCX
3612 | 7 | 3 |  | CTAComponent | C2106-M8-80 | 1 | Release | Each | 1.0 | GB_T 93，M8，Spring Steel，Black Oxide finish，RoHS Fastener | 25114-M8/-/SRSTWA/BO/GB93 | TR FORMAC SHANGHAI PTE LTD | HLE
3613 | 7 | 1 |  | CTAComponent | 5492712 | 1 | Release | Each | 1.0 | Shaft |  |  | CCX
3614 | 6 | 15 |  | CTAComponent | 1000-M5C012-04 | 5 | Release | Each | 10.0 | Hexagon Socket Head Cap Screw, M5-0.8, X12mm Long, Grade 8.8 Steel, Zinc Plated, RoHS Fastener | 11060-M5C12KCSC9Z6/912 10487-1000-M5C012-04 24140-M5/12/SOHTCS/TC1D/DIN912 20589-ZS2540012ZP0000 A0996-BN 3 M5x12mm CR6+FREE | ANIXTER OHTA TR FORMAC DIV OF TR FASTENINGS FASTENAL COMPANY BOSSARD | STM
3615 | 6 | 16 |  | CTAComponent | 1000-M8C025-04 | 3 | Release | Each | 6.0 | Hexagon Socket Head Cap Screw, M8-1.25, X25mm Long, Grade 8.8 Steel, Zinc Plated, RoHS Fastener | 11060-M8C25KCSC9Z6/912 20589-ZS2580025ZP0000 24140-M8/25/SOHTCS/TC1D/DIN912 10487-1000-M8C025-04 | ANIXTER FASTENAL COMPANY TR FORMAC DIV OF TR FASTENINGS OHTA | STM
3616 | 6 | 14 |  | CTAComponent | 1000-M4C020-04 | 4 | Release | Each | 8.0 | Hexagon Socket Head Cap Screw, M4-0.7, X20mm Long, Grade 8.8 Steel, Zinc Plated, RoHS Fastener | 11060-M4C20KCSC9Z6/912 10487-1000-M4C020-04 20589-10948-03234 24140-M4/20/SOHTCS/TC1D/ISO4762 | ANIXTER OHTA FASTENAL COMPANY TR FORMAC DIV OF TR FASTENINGS | STM
3617 | 6 | 19 |  | CTAComponent | 2000-M8-03 | 2 | Release | Each | 6.0 | Flat Washer, ISO7089, M8, Steel 200HV, Zinc Plated, RoHS Fastener | 11060-M8NWSFSTZ6/125ATP 20589-10948-03458 25114-2000-M8-03 | ANIXTER FASTENAL COMPANY TR FORMAC SHANGHAI PTE LTD | STM
3618 | 6 | 18 |  | CTAComponent | 2000-M6-03 | 3 | Release | Each | 2.0 | Flat Washer, ISO7089, M6, Steel 200HV, Zinc Plated, RoHS Fastener | 20589-10948-03457 10487-2000-M6-03 11060-M6NWSFSTZ6/125ATP 24140-M6/-/PWSTWA/TC1/DIN125 | FASTENAL COMPANY OHTA ANIXTER TR FORMAC DIV OF TR FASTENINGS | STM
3619 | 6 | 17 |  | CTAComponent | 2000-M5-03 | 5 | Release | Each | 6.0 | Flat Washer, ISO7089, M5, Steel 200HV, Zinc Plated, RoHS Fastener | A0996-BN343-M5 CR3 11060-M5NWSFSTZ6/125ATP 20589-10948-03456 24140-M5/-/PWSTWA/TC1/DIN125 10487-7130111-5 | BOSSARD ANIXTER FASTENAL COMPANY TR FORMAC DIV OF TR FASTENINGS OHTA | STM
3620 | 6 | 22 |  | CTAComponent | C2106-M4-02 | 3 | Release | Each | 8.0 | Spring Lock Washer, M4, Zinc plated, Rohs Fastener | 24140-C2106-M4-02 | TR FORMAC DIV OF TR FASTENINGS | HLE
3621 | 6 | 23 |  | CTAComponent | C2106-M6-02 | 3 | Release | Each | 2.0 | Spring Lock Washer, M6, Zinc plated, Rohs Fastener | 24140-C2106-M6-02 | TR FORMAC DIV OF TR FASTENINGS | HLE
3622 | 6 | 21 |  | CTAComponent | 3000-M8C-04 | 1 | Release | Each | 8.0 | Hexagon Nut, ISO4032, M8-1.25, Grade 8 Steel, Zinc Plated, RoHS Fastener | 20589-10948-03689 11060-M8CNFHSTZ6/934 | FASTENAL COMPANY ANIXTER | STM
3623 | 6 | 20 |  | CTAComponent | 2106-M5-14 | 1 | Release | Each | 10.0 | Spring Lock Washer with Flat Ends JIS B1251, M5, Spring Stainless Steel, Rohs Fastener | 24140-2106-M5-14 | TR FORMAC DIV OF TR FASTENINGS | STM
3624 | 6 | 27 |  | CTAComponent | 4001-M5L020-30 | 2 | Release | Each | 4.0 | Spring Pin, ISO 8752, 5mm Diameter X 20mm Long, Stainless Steel, RoHS Fastener | 11060-M5R20PRPSJ/1481 A0996-BN 337 M5 x 20mm CR6 + Free 20589-O131809 | ANIXTER BOSSARD FASTENAL COMPANY | STM
3625 | 6 | 25 |  | CTAComponent | C1213-M5C012-14 | 1 | Release | Each | 2.0 | GB_T 9074.8，M5x12mm，Grade 4.8 Steel，Zinc finish，RoHS Fastener | 25114-M5/12/PPSTPS/TC1/GB9074.8 | TR FORMAC SHANGHAI PTE LTD | HLE
3626 | 6 | 26 |  | CTAComponent | 1000-M6C008-04 | 1 | Release | Each | 2.0 | Hexagon Socket Head Cap Screw, M6-1, X8mm Long, Grade 8.8 Steel, Zinc Plated, RoHS Fastener | 10487-1000-M6C008-04 | OHTA | STM
3627 | 6 | 24 |  | CTAComponent | C2106-M8-80 | 1 | Release | Each | 10.0 | GB_T 93，M8，Spring Steel，Black Oxide finish，RoHS Fastener | 25114-M8/-/SRSTWA/BO/GB93 | TR FORMAC SHANGHAI PTE LTD | HLE
3628 | 6 | 29 |  | CTAComponent | 1000-M6C020-04 | 4 | Release | Each | 4.0 | Hexagon Socket Head Cap Screw, M6-1, X20mm Long, Grade 8.8 Steel, Zinc Plated, RoHS Fastener | 11060-M6C20KCSC9Z6/912 10487-1000-M6C020-04 24140-M6/20/SOHTCS/TC1D/DIN912 20589-10948-03240 A0996-BN 4 M6 x 20mm CR6+FREE | ANIXTER OHTA TR FORMAC DIV OF TR FASTENINGS FASTENAL COMPANY BOSSARD | STM
3629 | 6 | 28 |  | CTAComponent | 2002-M5-02 | 1 | Release | Each | 4.0 | Flat Washer, Small OD Series, ISO7092, M5, Steel 140HV, Zinc Plated, RoHS Fastener | 20589-10948-04491 11060-M5NWSFSTZ6/433 | FASTENAL COMPANY ANIXTER | STM
3630 | 5 | 6 |  | CTAComponent | C2106-M8-80 | 1 | Release | Each | 4.0 | GB_T 93，M8，Spring Steel，Black Oxide finish，RoHS Fastener | 25114-M8/-/SRSTWA/BO/GB93 | TR FORMAC SHANGHAI PTE LTD | HLE
3631 | 4 | 1 |  | CTAComponent | 5121886 | 4 | Release | Each | 1.0 | A196-B135 X-ray Tube |  |  | HLE
3632 | 3 | 14 |  | CTAComponent | 5123312-3 | 1 | Release | Each | 1.0 | CPI Generator Console PSP |  |  | CCX
3633 | 3 | 4 |  | ECCCollectorPart | 5479496 | 1 | Release | Each | 1.0 | YS-51 collimator collector |  |  | HLE
3634 | 4 | 2 |  | CTAAssembly | 5125731-1 | 1 | Release | Each | 1.0 | R-500 AND VR FILTER1 ASSEMBLY |  |  | HLE
3635 | 5 | 2 |  | CTAComponent | 5125730-1 | 1 | Release | Each | 1.0 | R500 AND VR FILTER LABEL1 |  |  | HLE
3636 | 5 | 1 |  | CTAComponent | 5125729-1 | 2 | Release | Each | 1.0 | R500 and VR Filter 1 |  |  | HLE
3637 | 5 | 3 |  | CTAComponent | 5125730-7 | 2 | Release | Each | 1.0 | Filter instruction |  |  | HLE
3638 | 4 | 1 |  | CTAComponent | 5167951 | 10 | Release | Each | 1.0 | PS800+ collimator for global |  |  | CCX
3639 | 4 | 3 |  | CTAAssembly | 5125731-2 | 1 | Release | Each | 1.0 | R-500 AND VR FILTER2 ASSEMBLY |  |  | HLE
3640 | 5 | 1 |  | CTAComponent | 5125729-2 | 2 | Release | Each | 1.0 | R500 and VR Filter 2 |  |  | HLE
3641 | 5 | 2 |  | CTAComponent | 5125730-2 | 1 | Release | Each | 1.0 | R500 and VR Filter Label 2 |  |  | HLE
3642 | 5 | 3 |  | CTAComponent | 5125730-7 | 2 | Release | Each | 1.0 | Filter instruction |  |  | HLE
3643 | 4 | 4 |  | CTAComponent | 2206-M6N-05 | 1 | Release | Each | 4.0 | Nord Lock Locking Washer, Standard Series, M6, Steel, Zinc Flake Coated, RoHS Fastener | 24432-O167039 A0996-5523982 24140-M6/-/NWSTWA/DAB | FASTENAL BOSSARD TR FORMAC DIV OF TR FASTENINGS | STM
3644 | 3 | 5 |  | ECCCollectorPart | 5458225 | 8 | Release | Each | 1.0 | PSTM800 Integrated Console for Precision THUNIS-800+ |  |  | CCX
3645 | 4 | 4 |  | CTAAssembly | 5458964 | 8 | Release | Each | 1.0 | Console desk assembly |  |  | CCX
3646 | 5 | 1 |  | CTAComponent | 1000-M5C030-31 | 3 | Release | Each | 4.0 | Hexagon Socket Head Cap Screw, M5-0.8, X30mm Long, A2-70 Stainless Steel, Passivate, RoHS Fastener | 11060-M5C30KCSSJ/912 24140-M5/30/HHA2BL/PAS 20589-MS2540030A20000 A0996-1233327 10487-5100200-5+30 | ANIXTER TR FORMAC DIV OF TR FASTENINGS FASTENAL COMPANY BOSSARD OHTA | STM
3647 | 5 | 5 |  | CTAAssembly | 5448909 | 6 | Release | Each | 1.0 | Desk assembly |  |  | CCX
3648 | 6 | 2 |  | CTAComponent | 1007-M4C010-14 | 2 | Release | Each | 35.0 | Phillips Pan Head Screw, ISO 7045, M4-0.7, X10mm Long, Grade 4.8 Steel, Zinc Plated, RoHS Fastener | 11060-M4C10MXPSTZ6/7985 20589-10948-03570 24140-M4/10/PPSTMC/TC1/ISO7045 | ANIXTER FASTENAL COMPANY TR FORMAC DIV OF TR FASTENINGS | STM
3649 | 6 | 3 |  | CTAComponent | 1010-M4C010-14 | 2 | Release | Each | 2.0 | Phillips Flat Head Screw, ISO 7046, M4-0.7, X10mm Long, Grade 4.8 Steel, Zinc Plated, RoHS Fastener | 20589-10948-03508 11060-M4C10MXFSTZ6/965A 24140-M4/10/KPSTMC/TC1/DIN965 | FASTENAL COMPANY ANIXTER TR FORMAC DIV OF TR FASTENINGS | STM
3650 | 6 | 1 |  | CTAComponent | 1007-M3C008-14 | 2 | Release | Each | 4.0 | Phillips Pan Head Screw, ISO 7045, M3-0.5, X8mm Long, Grade 4.8 Steel, Zinc Plated, RoHS Fastener | 20589-10948-03564 11060-M3C8MXPSTZ6/7985 24140-M3/8/PPSTMC/TC1/ISO7045 A0996-BN 384 M3 x 8mm CR6+FREE 24432-91188 | FASTENAL COMPANY ANIXTER TR FORMAC DIV OF TR FASTENINGS BOSSARD FASTENAL | STM
3651 | 6 | 7 |  | CTAComponent | 2106-M3-05 | 2 | Release | Each | 4.0 | Spring Lock Washer with Flat Ends JIS B1251, M3, Spring Steel, Zinc Plated, Rohs Fastener | 24140-MEP M3/SPSTWA/TC1D/JIS B1251 | TR FORMAC DIV OF TR FASTENINGS | STM
3652 | 6 | 5 |  | CTAComponent | 2000-M4-03 | 3 | Release | Each | 29.0 | FLAT WASHER - NORMAL SERIES, ISO 7089, M4 CLASS 200H STEEL, ZINC PLATED RoHS FASTENER | 24140-M4/-/PWSTWA/TC1/DIN125 10487-2000-M4-03 A0996-BN 343 M4 CR6+FREE 24432-11103691 11060-M4NWSFSTZ6/125ATP | TR FORMAC DIV OF TR FASTENINGS OHTA BOSSARD FASTENAL ANIXTER | STM
3653 | 6 | 6 |  | CTAComponent | 2001-M5-02 | 3 | Release | Each | 2.0 | Large Flat Washer, ISO7093, M5, Steel 140HV, Zinc Plated, RoHS Fastener | 20589-10948-03468 11060-M5NWFESTZ6/9021B A0996-BN 729 M5 CR6+FREE 24140-M5/-/PWSTWA/TC1/DIN9021 | FASTENAL COMPANY ANIXTER BOSSARD TR FORMAC DIV OF TR FASTENINGS | STM
3654 | 6 | 4 |  | CTAComponent | 2000-M3-03 | 2 | Release | Each | 4.0 | WASHER PLAIN - LARGE 3.2 MM 7 MM , HV200, Steel, Zinc plate RoHS Washer | 10487-2000-M3-03 23983-6083737 24140-200-M3-03 | OHTA BOSSARD CHINA TR FORMAC DIV OF TR FASTENINGS | STM
3655 | 6 | 18 |  | CTAComponent | 5457946 | 1 | Release | Each | 2.0 | RICHCO FTH-7A1-RT FLAT TIE HOLDER 25.4x25.4x7.1mm, ACCOMODATES 5x2mm |  |  | HLE
3656 | 6 | 20 |  | CTAComponent | 5491252 | 1 | Release | Each | 1.0 | Desk copper grounding bar |  |  | CCX
3657 | 6 | 19 |  | CTAAssembly | 5473935 | 4 | Release | Each | 1.0 | Intercom Board Assembly |  |  | CCX
3658 | 7 | 2 |  | CTACircuitBoard | 5451492 | 4 | Release | Each | 1.0 | Intercom Board PWA |  |  | CCX
3659 | 8 |  | CR13, CR14 | CTAComponent | 5483033 | 1 | Release | Each | 2.0 | ULTRA LOW CAPACITANCE TVS ARRAY of 24V STAND-OFF VOLTAGE |  |  | HLE
3660 | 8 |  | U8 | CTAOOC | 5454247 | 2 | Not Recommended | Each | 1.0 | CONVERTER DAC, 24BIT, 192 KHZ, 2CHANNELS PER PKG, TSSOP10, UNKNOWN WHISKER RISK | 26334-CS4344-CZZ | CIRRUS LOGIC INC. | STE
3661 | 8 |  | U1 | CTAOOC | 2142461 | 2 | Restricted | Each | 1.0 | AMPLIFIER OP AMP OP284 DUAL AMPLIFIER_NEW OP AMP PRECISION RAIL-TO-RAIL INPUT and OUTPUT OP284 S08 | 01649-OP284FSZ | ANALOG DEVICES | STE
3662 | 8 |  | C2,C6,C22,C37,C52,C58,C63,C68 | CTAOOC | 2183937-10 | 3 | Standard | Each | 8.0 | CAPA TANT 10UF 10% 25V 6032 | 08390-T491C106K025AT 08390-B45196H5106K30 18981-293D106X9025C2TE3 19214-TAJC106K025RNJ | KEMET KEMET VISHAY AVX/KYOCERA | STE
3663 | 8 |  | J4 | CTAOOC | 2115384-2 | 2 | Standard | Each | 1.0 | FASTON TAB, 6.3X0.8MM, STRAIGHT, 5.08MM PITCH, PWB3.2, TINNED | 04947-1287 18996-1217056-1 | KEYSTONE ELECTRONICS CORP TE CONNECTIVITY | STE
3664 | 8 |  | FL2 | CTAComponent | 5482604 | 1 | Release | Each | 1.0 | CHIP EMIFIL Capacitor Type |  |  | HLE
3665 | 8 |  | R57 | CTAOOC | 5160167 | 2 | Standard | Each | 1.0 | RESISTOR, 0R, THICK FILM, 2512, 2A, 0.05 OHM | 18981-CRCW25120000Z0E 11962-RC2512JK-070RL 06725-RK73Z3AT 02254-MCR100JZHJ000 | VISHAY YAGEO KOA ROHM | STE
3666 | 8 |  | R10,R47-R54 | CTAOOC | 2234757-15 | 3 | Standard | Each | 9.0 | RESISTOR 22R1 1% 100MW 0603 THICK-FI | 02254-MCR03EZPFX22R1 00078-CR0603FX22R1ELF 18981-CRCW060322R1FKE 06725-RK73H1JTTD22R1F 11962-RC0603FR-0722R1L 05498-MC060322R1FTW 00006-WCR0603LF22R1F | ROHM BOURNS VISHAY KOA YAGEO RCD COMPONENTS INC. IRC | STE
3667 | 8 |  | U3,U15 | CTAOOC | 2196877-3 | 6 | Standard | Each | 2.0 | IC, LOGIC, 74LVC-LCX04, TSSOP14 | 18846-MC74LCX04DTG 19638-LVC04BTELL-E 00352 74LVC04APW 00495-SN74LVC04APWE4 00495-SN74LVC04APW | ON SEMICONDUCTOR RENESAS TECHNOLOGY CORP NXP (FORMERLY PHILIPS COMPONEN TEXAS INSTRUMENTS TEXAS INSTRUMENTS | STE
3668 | 8 |  | U12 | CTAOOC | 2211252-9 | 2 | Standard | Each | 1.0 | LOGIC 74AHC-VHC125 TSSOP14 | 00495-SN74AHC125PWE4 18846-MC74VHC125DTR2G | TEXAS INSTRUMENTS ON SEMICONDUCTOR | STE
3669 | 8 |  | CR1,CR2 | CTAOOC | 2224981-8 | 1 | Standard | Each | 2.0 | SEMICONDUCTOR, DIODE 130VOLTS 1M AMPS UNIDIRECTIONAL, SMB DO-214AA | 18981-P6SMB130A-E3 18846-P6SMB130AT3G | VISHAY ON SEMICONDUCTOR | STE
3670 | 8 |  | TP1-TP9 | CTAOOC | 2233921 | 2 | Standard | Each | 9.0 | TEST POINT, SMD 1005 | 04947 5015 ZZC70-TP-108-02-1-T | KEYSTONE ELECTRONICS CORP COMPONENTS CORPORATION | STE
3671 | 8 |  | U7 | CTAOOC | 2196877-40 | 2 | Standard | Each | 1.0 | LOGIC LVC-LCX 125 TSSOP | 00124-74LVC125ATTR 18846-MC74LCX125DTG 00352 74LVC125APW 00495-SN74LVC125APWRE4 00124-74LCX125TTR | ST MICROELECTRONICS ON SEMICONDUCTOR NXP (FORMERLY PHILIPS COMPONEN TEXAS INSTRUMENTS ST MICROELECTRONICS | STE
3672 | 8 |  | C84 | CTAOOC | 2187496-100 | 1 | Standard | Each | 1.0 | CAPACITOR CERAMIC, NPO, 2.7NF, 1Percent, 50V, SMD 0805 | 18981-VJ0805A272FXAA 12361-0805J0500272FC 08390-C0805C272F5GAC 19214-08055A272FAT2A | VISHAY SYFER TECHNOLOGY LIMITED KEMET AVX/KYOCERA | STE
3673 | 8 |  | C5,C31,C45 | CTAOOC | 2183937-15 | 4 | Standard | Each | 3.0 | CAPA TANT 100UF 10% 10V 7343 | 08390-T491D107K010AT 08390-B45196H2107K40 00042-293D107X9010D2TE3 19214-TAJD107K010RNJ | KEMET KEMET VISHAY SPRAGUE AVX/KYOCERA | STE
3674 | 8 |  | C107 | CTAOOC | 2235239-4 | 2 | Standard | Each | 1.0 | CAPACITOR X7R 22NF 10% 25V 0603 | 19214-06033C223KAT 11962-CC0603KRX7R8BB223 18981-VJ0603Y223KXX 08390 C0603C223K3RAC 03041-C1608X7R1E223K | AVX/KYOCERA YAGEO VISHAY KEMET TDK | STE
3675 | 8 |  | C3,C4,C7-C21,C23,C25-C27,C33,C34,C39-C41,C47,C49,C64-C67,C69,C71-C74,C80,C82,C94-C97,C99-C102 | CTAOOC | 2235239-6 | 2 | Standard | Each | 47.0 | CAPACITOR X7R 100NF 10% 16V 0603 | 08390 C0603C104K4RAC 18981-VJ0603Y104KXJ 11962-CC0603KRX7R7BB104 19214-0603YC104KAT | KEMET VISHAY YAGEO AVX/KYOCERA | STE
3676 | 8 |  | C90,C91 | CTAOOC | 2235238-8 | 1 | Standard | Each | 2.0 | CAPA NPO 1NF 5% 25V 0603 | 19214-06033A102JAT 11962-CC0603JRNPO8BN102 | AVX/KYOCERA YAGEO | STE
3677 | 8 |  | C44 | CTAOOC | 2235238-28 | 3 | Standard | Each | 1.0 | CAPACITOR 180P, 1 percent, 50V, CERAMIC, C0G NPO, 0603 | 19214-06035A181FAT 11623-NMC0603NPO181F50TRPF 11962-CC0603FRNPO9BN181 18981-VJ0603A181FXA 02862-GRM1885C1H181FA01 | AVX/KYOCERA NIC COMPONENTS CORPORATION YAGEO VISHAY MURATA | STE
3678 | 8 |  | C1,C29,C36,C55,C60-C62,C103-C106 | CTAOOC | 2235239-3 | 6 | Standard | Each | 11.0 | CAPACITOR X7R 10NF 10 PERCENT 50V 0603 | 08390 C0603C103K5RAC 03041 C1608X7R1H103K 18981-VJ0603Y103KXA 11962-CC0603KRX7R9BB103 03041-C1608X7R1H103K080AA 19214-06035C103KAT | KEMET TDK VISHAY YAGEO TDK AVX/KYOCERA | STE
3679 | 8 |  | C77 | CTAOOC | 2235238-6 | 3 | Standard | Each | 1.0 | CAPA NPO 220PF 5% 50V 0603 | 11962-CC0603JRNPO9BN221 08390 C0603C221J5GAC 00401-CEC14CW 220PF 5% 63V 03041-C1608C0G1H221J 18981-VJ0603A221JXA 03041-C1608C0G1H221J080AA | YAGEO KEMET EUROFARAD TDK VISHAY TDK | STE
3680 | 8 |  | C30,C38 | CTAOOC | 2235238-2 | 5 | Standard | Each | 2.0 | CAPA NPO 10PF 5% 50V 0603 | 00401-CEC14CW 10PF 5% 63V 03041-C1608C0G1H100D 19214-06035A100JAT 18981-VJ0603A100JXA 08390-C0603C100J5GAC 11962-CC0603JRNPO9BN100 03041-C1608C0G1H100D080AA | EUROFARAD TDK AVX/KYOCERA VISHAY KEMET YAGEO TDK | STE
3681 | 8 |  | R58,R60-R63,R67 | CTAOOC | 2292664-40 | 5 | Standard | Each | 6.0 | RESISTOR, 4K70, 0.1Percent, 63MW, THIN FILM, 25PPM, 0603 | 05498-BLU0603-4701-BT25W 10302-RNCF16-T9-4.70K-0.1% 18981-TNPW06034K70BEE 11962-RT0603BRD074K7L 00006-PCF-W0603LF-03-4701-B 06725-RN731JTTD4701B25 10302-RNCF0603BTE4K70 | RCD COMPONENTS INC. SEI VISHAY YAGEO IRC KOA SEI | STE
3682 | 8 |  | U9 | CTAOOC | 2252400-4 | 1 | Restricted | Each | 1.0 | POWER SUPPLY 5 VOLTS 306m AMPS 5 VOL REGULATED, 1000V ISOLATION, SO-28 | 00495-DCR010505UE4 | TEXAS INSTRUMENTS | STE
3683 | 8 |  | S1 | CTAOOC | 2253364-2 | 3 | Not Recommended | Each | 1.0 | SURFACE MOUNT DIP SWITCH, 4 POSITION GULL WING WITH POLYIMIDE TAPE SEAL MACHINE-INSERTABLE. WARNING: Unknown Whisker Risk | 05229-90HBW04PRT 00031-219004MST | GRAYHILL CTS CORP | STE
3684 | 8 |  | DS1-DS7 | CTAOOC | 2279219-2 | 1 | Standard | Each | 7.0 | LED GREEN LTST-C190G 0603 SMD | 18802 AP1608SGC 00941 HSMG-C190 11520 LTST-C190GKT 09050 PG1111C | KINGBRIGHT AVAGO TECHNOLOGIES LITE-ON STANLEY ELECTRIC CO LTD | STE
3685 | 8 |  | R73 | CTAOOC | 2292664-9 | 4 | Standard | Each | 1.0 | RESISTOR 10K OHMS .1 PERCENT, 0603 SMT 62.5 MW, 50 V MAX WORKING VOLTAGE | 06725-RN731JTTD1002B25 00006-PFC-W0603LF-03-1002-B 18981-TNPW060310K0BEE | KOA IRC VISHAY | STE
3686 | 8 |  | C88,C89 | CTAOOC | 2235239-21 | 2 | Standard | Each | 2.0 | CAPACITOR 0.22U, 10 PERCENT, 25V, CERAMIC, X7R, 0603 | 02862-GRM188R71E224KA88 11962-CC0603KRX7R8BB224 03041-C1608X7R1E224K 08390-C0603C224K3RAC 03041-C1608X7R1E224K080AC | MURATA YAGEO TDK KEMET TDK | STE
3687 | 8 |  | R68,R71 | CTAOOC | 2236238 | 2 | Standard | Each | 2.0 | RESISTOR, 0 OHM, THICK FILM, 0603, 1A, 0.05 OHM MAX | 02254-MCR03EZPJ000 18981-CRCW06030000Z0E 00078-CR0603J/000ELF 05498-ZC0603TW 06725-RK73Z1JT 11962-RC0603JR-070RL | ROHM VISHAY BOURNS RCD COMPONENTS INC. KOA YAGEO | STE
3688 | 8 |  | C109,C110 | CTAOOC | 2235239-14 | 1 | Standard | Each | 2.0 | CAPACITOR 33N, 10percent, 25V, CERAMIC, X7R, C0603 UM33nCC | 18981-VJ0603Y-333K-XX 08390-C0603C333K3RAC 19214-0603-3C-333-KAT | VISHAY KEMET AVX/KYOCERA | STE
3689 | 8 |  | R1-R4,R7-R9,R11,R13-R15,R17,R18,R20,R22-R24,R26,R30-R32,R34,R39,R55,R56,R79,R82-R85 | CTAOOC | 2324551-19 | 3 | Standard | Each | 30.0 | RESISTOR 2k OHMS 1 % .1 WATTS SMT 0603 THICK FILM | 06725-RK73H1JTTD2001F 11962-RC0603FR-072KL 18981-CRCW06032K00FKE 02254 MCR03EZPFX2001 00006-WCR0603LF2001F 05498-MC06032001FTW 10302-RMCF0603FT2K00 | KOA YAGEO VISHAY ROHM IRC RCD COMPONENTS INC. SEI | STE
3690 | 8 |  | R80,R81 | CTAOOC | 2324551-20 | 4 | Standard | Each | 2.0 | RESISTOR 20k OHMS 1 PERCENT .1 WATTS SMT 0603 THICK FILM | 11962-RC0603FR-0720KL 06725-RK73H1JTTD2002F 18981-CRCW060320K0FKE 00006-WCR0603LF2002F 02254 MCR03EZPFX2002 05498-MC06032002FTW 10302-RMCF0603FT20K0 | YAGEO KOA VISHAY IRC ROHM RCD COMPONENTS INC. SEI | STE
3691 | 8 |  | R37,R69 | CTAOOC | 2324551-39 | 3 | Standard | Each | 2.0 | RESISTOR 4.99k OHMS 1 % .1 WATTS SMT 0603 THICK FILM | 18981-CRCW06034K99FKE 11962-RC0603FR-074K99L 00006-WCR0603LF4991F 05498-MC06034991FTW 06725-RK73H1JTTD4991F 02254 MCR03EZPFX4991 10302-RMCF0603FT4K99 | VISHAY YAGEO IRC RCD COMPONENTS INC. KOA ROHM SEI | STE
3692 | 8 |  | R5,R6,R45 | CTAOOC | 2324551-4 | 4 | Standard | Each | 3.0 | RESISTOR 10k OHMS 1 PERCENT .1 WATTS SMT 0603 THICK FILM | 02254 MCR03EZPFX1002 06725-RK73H1JTTD1002F 10302-RMCF1/16-10K-1percent 00006-WCR0603LF1002F 18981-CRCW060310K0FKE 05498-MC06031002FTW 11962-RC0603FR-0710KL 10302-RMCF0603FT10K0 | ROHM KOA SEI IRC VISHAY RCD COMPONENTS INC. YAGEO SEI | STE
3693 | 8 |  | R66 | CTAOOC | 2324551-18 | 3 | Standard | Each | 1.0 | RESISTOR 200 OHMS 1 PERCENT .1 WATTS SMT 0603 THICK FILM | 11962-RC0603FR-07200RL 06725-RK73H1JTTD2000F 00006-WCR0603LF2000F 05498-MC06032000FTW 02254-MCR03EZPFX2000 18981-CRCW0603200RFKE 10302-RMCF0603FT200R | YAGEO KOA IRC RCD COMPONENTS INC. ROHM VISHAY SEI | STE
3694 | 8 |  | R33,R59 | CTAOOC | 2324551-3 | 3 | Standard | Each | 2.0 | RESISTOR 1k OHMS 1 PERCENT .1 WATTS SMT 0603 THICK FILM | 00006-WCR0603LF1001F 06725-RK73H1JTTD1001F 05498-MC06031001FTW 02254 MCR03EZPFX1001 11962-RC0603FR-071KL 18981-CRCW06031K00FKE 10302-RMCF0603FT1K00 | IRC KOA RCD COMPONENTS INC. ROHM YAGEO VISHAY SEI | STE
3695 | 8 |  | FL1,FL3,FL6-FL8 | CTAOOC | 2306384-3 | 1 | Standard | Each | 5.0 | FERRITE BEAD, 120 OHM at 100 MHZ, 150 MA RATING, 0603 PACKAGE | 18981-ILHB-0603ER121V | VISHAY | STE
3696 | 8 |  | R75-R78 | CTAOOC | 2324551-317 | 2 | Standard | Each | 4.0 | RESISTOR 51.1 OHMS 1 % .1 WATTS SMT 0603 THICK FILM | 02254 MCR03EZPFX51R1 11962-RC0603FR-0751R1L 00006-WCR0603LF51R1F 05498-MC060351R1FTW 18981-CRCW060351R1FKE 06725-RK73H1JTTD51R1F 10302-RMCF0603FT51R1 | ROHM YAGEO IRC RCD COMPONENTS INC. VISHAY KOA SEI | STE
3697 | 8 |  | R74 | CTAOOC | 2324551-333 | 2 | Standard | Each | 1.0 | RESISTOR 475 OHMS 1percent .1 WATTS SMT 0603 THICK FILM | 11962-RC0603FR-07475RL 18981-CRCW0603475RFKE 00078-CR0603FX4750ELF 05498-MC06034750FTW 06725-RK73H1JTTD4750F 02254-MCR03EZPFX4750 00006-WCR0603LF4750F 10302-RMCF0603FT475R | YAGEO VISHAY BOURNS RCD COMPONENTS INC. KOA ROHM IRC SEI | STE
3698 | 8 |  | R27 | CTAOOC | 2324551-91 | 2 | Standard | Each | 1.0 | RESISTOR 2.21k OHMS 1 % .1 WATTS SMT 0603 THICK FILM | 00006-WCR0603LF2211F 11962-RC0603FR-072K21L 05498-MC06032211FTW 02254 MCR03EZPFX2211 06725-RK73H1JTTD2211F 18981-CRCW06032K21FKE 10302-RMCF0603FT2K21 | IRC YAGEO RCD COMPONENTS INC. ROHM KOA VISHAY SEI | STE
3699 | 8 |  | R70 | CTAOOC | 2324551-163 | 2 | Standard | Each | 1.0 | RESISTOR 121k OHMS 1 % .1 WATTS SMT 0603 THICK FILM | 02254 MCR03EZPFX1213 06725-RK73H1JTTD1213F 00006-WCR0603LF1213F 11962-RC0603FR-07121KL 18981-CRCW0603121KFKE 05498-MC06031213FTW 10302-RMCF0603FT121K | ROHM KOA IRC YAGEO VISHAY RCD COMPONENTS INC. SEI | STE
3700 | 8 |  | R72 | CTAOOC | 2324551-193 | 2 | Standard | Each | 1.0 | RESISTOR 274k OHMS 1 % .1 WATTS SMT 0603 THICK FILM | 18981-CRCW0603274KFKE 05498-MC06032743FTW 11962-RC0603FR-07274KL 00006-WCR0603LF2743F 02254 MCR03EZPFX2743 06725-RK73H1JTTD2743F 10302-RMCF0603FT274K | VISHAY RCD COMPONENTS INC. YAGEO IRC ROHM KOA SEI | STE
3701 | 8 |  | R64,R65 | CTAOOC | 2324551-59 | 3 | Standard | Each | 2.0 | RESISTOR 121 OHMS 1 PERCENT .1 WATTS SMT 0603 THICK FILM | 00006-WCR0603LF1210F 06725-RK73H1JTTD1210F 11962-RC0603FR-07121RL 02254 MCR03EZPFX1210 18981-CRCW0603121RFKE 05498-MC06031210FTW 10302-RMCF0603FT121R | IRC KOA YAGEO ROHM VISHAY RCD COMPONENTS INC. SEI | STE
3702 | 8 |  | R12,R16,R19,R21,R25,R28,R29 | CTAOOC | 2324551-54 | 3 | Standard | Each | 7.0 | RESISTOR 511 OHMS 1 % .1 WATTS SMT 0603 THICK FILM | 18981-CRCW0603511RFKE 00006-WCR0603LF5110F 02254 MCR03EZPFX5110 11962-RC0603FR-07511RL 06725-RK73H1JTTD5110F 05498-MC06035110FTW 10302-RMCF0603FT511R | VISHAY IRC ROHM YAGEO KOA RCD COMPONENTS INC. SEI | STE
3703 | 8 |  | J3 | CTAOOC | 2402275 | 2 | Restricted | Each | 1.0 | CONNECTOR 5.08MM MSTB-GF, 1X2POS HEADER, RIGHT ANGLE, SCREW LOCK, TINNED, PWB2.4 | 11675 1776508 | PHOENIX CONTACTS | STE
3704 | 8 |  | C78,C79,C81,C83,C86,C87 | CTAOOC | 2385110-2 | 2 | Not Recommended | Each | 6.0 | CAPACITOR CERAMIC, X5R, 1UF, 10Percent, 25V, 0805 | 19214-08053D105KAT 08390-C0805C105K3PAC 02862-GRM216R61E105KA12 | AVX/KYOCERA KEMET MURATA | STE
3705 | 8 |  | C24,C28,C32,C54,C98,C108,C111-C112 | CTAOOC | 2385111 | 4 | Not Recommended | Each | 8.0 | CAPACITOR CERAMIC, X5R, 1UF, 10Percent, 10V, SMD 0603 | 07092-ECJ1VB1A105K 19214-CM105X5R105K10A 03041-C1608X5R1A105K 02862-GRM188R61A105KA61 03041-C1608X5R1A105K080AC | PANASONIC AVX/KYOCERA TDK MURATA TDK | STE
3706 | 8 |  | C85 | CTAOOC | 2385569-5 | 3 | Standard | Each | 1.0 | CAPACITOR CERAMIC, X5R, 10UF, 10Percent, 25V, SMD 1210 | 03041-C3225X5R1E106K 08390-C1210C106K3PAC 19214-CM32X5R106K25A 19214-12103D106KAT 03041-C3225X5R1E106K250AA | TDK KEMET AVX/KYOCERA AVX/KYOCERA TDK | STE
3707 | 8 |  | U10,U11 | CTAOOC | 2384570-2 | 1 | Standard | Each | 2.0 | OPTOELECTRONICS DIGITAL ISOLATOR 3.3V AND 5V TTL-CMOS COMPATIBLE, SO8 | 01649 ADUM1100BRZ | ANALOG DEVICES, INC. ANALOG DEVICES | STE
3708 | 8 |  | FL12,FL13 | CTAOOC | 2381824 | 1 | Standard | Each | 2.0 | FERRIT CHIP Z330 100MHZ 1.5A 0805 | 03041 MPZ2012S331A 02862 BLM21PG331SN1 | TDK MURATA | STE
3709 | 8 |  | L2,L3 | CTAOOC | 2367026-2 | 1 | Standard | Each | 2.0 | INDUCTOR NEW POWER 33U HENRYS 5 AMPS SMT SHIELDED PACKAGE | 00078-SRR1806-330M 07200-DS5022P-333MT | BOURNS COILCRAFT | STE
3710 | 8 |  | U2 | CTAOOC | 5128730-10 | 1 | Standard | Each | 1.0 | IC EPLD EPM1270, 1270 LE, 116 I-O, VCCINT 3.3V 2.5V, VCCIO 3.3V TO 1.5V, SPEED GRADE 5, TQFP144 | 10208-EPM1270T144C5N | ALTERA | STE
3711 | 8 |  | C75,C76,C92,C93 | CTAOOC | 5146178 | 4 | Standard | Each | 4.0 | CAPACITOR 0.47U, 10 percent, 16V, CERAMIC, X7R, 1608,U1600CS | 02862-GRM188R71C474KA88 03041-C1608X7R1C474K 08390-C0603C474K4RAC 03041-C1608X7R1C474K080AC | MURATA TDK KEMET TDK | STE
3712 | 8 |  | U17 | CTAOOC | 5151368-2 | 3 | Restricted | Each | 1.0 | LINEAR AMPLIFIER, 6.5-W MONO CLASS-D AUDIO POWER AMPLIFIER, 1 PER PKG, 20KHZ, 50MV OFFSET, TSSOP | 00495-TPA3007D1PWG4 00495-TPA3007D1PW | TEXAS INSTRUMENTS TEXAS INSTRUMENTS | STE
3713 | 8 |  | D1-D3 | CTAOOC | 5224726-2 | 1 | Standard | Each | 3.0 | DIODE, RECTIFIER, MURS120, 1A, 200V, 25NS REVERSE RECOVERY, SMB-J | 18846-MURS120T3G 18981-MURS120-E3 00037-MURS120-13-F | ON SEMICONDUCTOR VISHAY DIODES INC. | STE
3714 | 8 |  | CR17, CR22, CR23-CR24 | CTAOOC | 2408243-2 | 1 | Restricted | Each | 4.0 | DIODE, TVS, BIDIRECTIONAL, 350W PEAK, 13.3V VZ, 11A PEAK, GBLC12C, SOD323 PACKAGE | 10289-GBLC12C-LF | PROTEK DEVICES | STE
3715 | 8 |  | J1 | CTAOOC | 5124823 | 2 | Restricted | Each | 1.0 | CONNECTOR HEADER, 3 CONTACTS, PIN, RIGHT-ANGLE, 5A, 3MM PITCH, | 01525-43650-0302 | MOLEX | STE
3716 | 8 |  | CR3-CR12 | CTAOOC | 2408243 | 1 | Restricted | Each | 10.0 | U1813HE SEMICONDUCTOR DIODE 5 VOLTS 5U AMPS | 10289-GBLC05C-LF | PROTEK DEVICES | STE
3717 | 8 |  | Y1 | CTAOOC | 5409769 | 1 | Standard | Each | 1.0 | OSCILLATOR, 24.576 MHZ, 3.3V, CMOS, 50PPM, -10C TO 70C, 3.2X2.5MM SMT PACKAGE | 19214-KC3225A24.5760C30E00 19133-EB13E2D2H-24.576M 11682-SM4445TV-24.576M | AVX/KYOCERA ECLIPTEK PLETRONICS | STE
3718 | 8 |  | U6 | CTAComponent | 5450428 | 1 | Release | Each | 1.0 | 98dB,96kHz,Multi-Bit Audio AD Converter |  |  | HLE
3719 | 8 | 1 |  | CTACircuitBoard | 5451490 | 1 | Release | Each | 1.0 | PWB for Intercom Board |  |  | HLE
3720 | 8 |  | FL9,FL10 | CTAOOC | 5366219 | 1 | Restricted | Each | 2.0 | MAGNETICS, EMI COMMON MODE CHOKE, 2KOHMS AT 100MHZ, 200MA, 50V, 5X3.3MM SMD PACKAGE | 00078-DR221-333AE | BOURNS | STE
3721 | 8 |  | U4 | CTAOOC | 5394889 | 2 | Standard | Each | 1.0 | IC, AD CONVERTER, 12BITS, 4CHANNELS INPUT, SAR, T AND H, 0.5 TO 1MSPS, SERIAL OUT, 3V TO 5V VCC, ADC124S101C, MSOP10, 85C | 00036-ADC124S101CIMM/NOPB 00495-ADC124S101CIMM/NOPB | NATIONAL SEMICONDUCTOR TEXAS INSTRUMENTS | STE
3722 | 8 |  | U13,U14 | CTAOOC | 5268503-2 | 1 | Standard | Each | 2.0 | IC, TRANSCEIVER RS485-422, SINGLE, HALF DUPLEX, 16MBPS, 5V, MAX13088E, 15KV ESD PROT, SO8 | 07438-MAX13088ECSA+ 20003-SN65HVD3088EDG4 | MAXIM INTEGRATED PRODUCTS TEXAS INSTRUMENT INC. | STE
3723 | 8 |  | C70 | CTAOOC | 46-312294P3 | 3 | Restricted | Each | 1.0 | CAPACITOR TANTALUM, 3.3UF, 10Percent, 16V, SMD 3528 | 18981-293D335X9016B2TE3 08390-T491B335K016AT | VISHAY KEMET | STE
3724 | 8 |  | VR1,VR3 | CTAOOC | 2105122-2 | 3 | Standard | Each | 2.0 | REGULATOR AND REFERENCE VOLTAGE REGU INTERNAL OVERCURRENT LIMITING CIRCUITRY | 06921-LT1117CST-3.3#PBF 00495-REG1117-3.3G4 00036-LM1117MPX-3.3/NOPB 00495-LM1117MPX-3.3/NOPB | LINEAR TECHNOLOGY TEXAS INSTRUMENTS NATIONAL SEMICONDUCTOR TEXAS INSTRUMENTS | STE
3725 | 8 |  | VR2 | CTAOOC | 2105122-6 | 1 | Standard | Each | 1.0 | IC REG, LDO, +5V, 0.8A, LT1117, SOT223 | 06921-LT1117CST-5#PBF | LINEAR TECHNOLOGY | STE
3726 | 8 |  | C42,C43,C48,C50,C56 | CTAOOC | 46-302742P8 | 3 | Standard | Each | 5.0 | CAPACITOR FIXED 1u FARADS 35 VOLTS .138L .110W .075H 3528 SURFACE MOUNT DEVICE | 18981-293D105X9035B2TE3 08390-T491B105K035AT | VISHAY KEMET | STE
3727 | 8 |  | FL4,FL5 | CTAOOC | 46-312066P4 | 2 | Standard | Each | 2.0 | FERRITE BEAD 3.0A, 50OHM AT 100 MHZ SMT 1206 | 02862-BLM31PG500SN1 19114-HI1206T500R-10 | MURATA LAIRD TECHNOLOGIES | STE
3728 | 8 |  | J9 | CTAOOC | 46-289446P7 | 1 | Restricted | Each | 1.0 | CONNECTOR 2 CONTACTS 250 VOLTS 3 AMP SINGLE ROW, RIGHT ANGLE LOW PROFILE | 01525 70553-0001 | MOLEX | STE
3729 | 8 |  | J5-J7 | CTAOOC | 46-275208P2 | 2 | Restricted | Each | 3.0 | 003 CONT PCB MOUNT HSG RT ANGLE | 01525-70555-0072 | MOLEX | STE
3730 | 8 |  | J8 | CTAOOC | 2109908 | 7 | Standard | Each | 1.0 | CONNECTOR_NEW RECTANGULAR, D- 9 EACH D-SUBMINIATURE RIGHT ANGLE CONNECTOR FRONT METAL SHELL 9 PINS 747840-4 | 18996-5747840-4 01940-6E17-C-009-P-AJ-1-21 10099-09 68 163 5812 00214-D09P33E6GX00LF | TE CONNECTIVITY AMPHENOL HARTING FCI | STE
3731 | 8 |  | J2 | CTAOOC | 2106009-6 | 1 | Restricted | Each | 1.0 | CONNEC LOW-PROF TRANSI 10C HEAD STR | 01940 821-A010P-AM-A00 00214-75869-101LF 00266-N2510-6002RB 10099-09 18 510 6324 18996-5103308-1 | AMPHENOL FCI 3M (MINNESOTA MINING MFG) HARTING TE CONNECTIVITY | STE
3732 | 7 | 1 |  | CTASoftware | 5474007 | 2 | Release | Each | 1.0 | Precision THUNIS-800+ Intercom firmware |  |  | CCX
3733 | 6 | 17 |  | CTAComponent | 5455375 | 2 | Release | Each | 1.0 | Speaker Cover |  |  | CCX
3734 | 6 | 16 |  | CTAComponent | 5452025 | 1 | Release | Each | 2.0 | Cable Gate |  |  | CCX
3735 | 6 | 11 |  | CTAComponent | 5445416-2 | 1 | Release | Each | 3.0 | AVID PRODUCTS STEEL P-CLAMP or R-clamp DIA6.4, WIDE9.7, 19243-SCP-4-323-203 |  |  | HLE
3736 | 6 | 12 |  | CTAComponent | 5445416-4 | 1 | Release | Each | 3.0 | AVID PRODUCTS STEEL P-CLAMP or R-clamp DIA9.5, WIDE12.7,19243-SCP-6-325-265 |  |  | HLE
3737 | 6 | 22 |  | CTAComponent | 5491255 | 1 | Release | Each | 1.0 | DIN rail-35, 7.5 |  |  | CCX
3738 | 6 | 9 |  | CTAAssembly | 5444084 | 2 | Release | Each | 1.0 | SPK assembly |  |  | CCX
3739 | 6 | 8 |  | CTAComponent | 5441108 | 1 | Release | Each | 1.0 | Desk Gate |  |  | CCX
3740 | 6 | 21 |  | CTAComponent | 5491254 | 1 | Release | Each | 1.0 | Insulation spacer |  |  | CCX
3741 | 6 | 26 |  | CTAComponent | 5496536 | 1 | Release | Each | 1.0 | PS800R MIC cover |  |  | CCX
3742 | 6 | 24 |  | CTAComponent | C2106-M4-02 | 3 | Release | Each | 31.0 | Spring Lock Washer, M4, Zinc plated, Rohs Fastener | 24140-C2106-M4-02 | TR FORMAC DIV OF TR FASTENINGS | HLE
3743 | 6 | 15 |  | CTAAssembly | 5450451 | 2 | Release | Each | 1.0 | Gooseneck MIC assembly |  |  | CCX
3744 | 6 | 14 |  | CTAAssembly | 5449180 | 1 | Release | Each | 1.0 | Desk Frame |  |  | CCX
3745 | 7 | 1 |  | CTAComponent | 1000-M6C020-04 | 4 | Release | Each | 36.0 | Hexagon Socket Head Cap Screw, M6-1, X20mm Long, Grade 8.8 Steel, Zinc Plated, RoHS Fastener | 11060-M6C20KCSC9Z6/912 10487-1000-M6C020-04 24140-M6/20/SOHTCS/TC1D/DIN912 20589-10948-03240 A0996-BN 4 M6 x 20mm CR6+FREE | ANIXTER OHTA TR FORMAC DIV OF TR FASTENINGS FASTENAL COMPANY BOSSARD | STM
3746 | 7 | 3 |  | CTAComponent | 1009-M4P2C9P5-29 | 1 | Release | Each | 4.0 | Cross Recessed Pan Head Tapping Screw, ST 4,2 X 9.5mm Long, Steel, Zinc Plated, RoHS Fastener | A0996-BN 994 ST 4.2 X 9.5mm CR6FREE 11060-M4.2N9.5TXPSTZ6/7981C 24140-4.2/9.5/PPSTAB/TC1D | BOSSARD ANIXTER TR FORMAC DIV OF TR FASTENINGS | STM
3747 | 7 | 4 |  | CTAComponent | 1010-M4C010-14 | 2 | Release | Each | 5.0 | Phillips Flat Head Screw, ISO 7046, M4-0.7, X10mm Long, Grade 4.8 Steel, Zinc Plated, RoHS Fastener | 20589-10948-03508 11060-M4C10MXFSTZ6/965A 24140-M4/10/KPSTMC/TC1/DIN965 | FASTENAL COMPANY ANIXTER TR FORMAC DIV OF TR FASTENINGS | STM
3748 | 7 | 2 |  | CTAComponent | 1007-M4C010-14 | 2 | Release | Each | 8.0 | Phillips Pan Head Screw, ISO 7045, M4-0.7, X10mm Long, Grade 4.8 Steel, Zinc Plated, RoHS Fastener | 11060-M4C10MXPSTZ6/7985 20589-10948-03570 24140-M4/10/PPSTMC/TC1/ISO7045 | ANIXTER FASTENAL COMPANY TR FORMAC DIV OF TR FASTENINGS | STM
3749 | 7 | 5 |  | CTAComponent | 2000-M4-03 | 3 | Release | Each | 8.0 | FLAT WASHER - NORMAL SERIES, ISO 7089, M4 CLASS 200H STEEL, ZINC PLATED RoHS FASTENER | 24140-M4/-/PWSTWA/TC1/DIN125 10487-2000-M4-03 A0996-BN 343 M4 CR6+FREE 24432-11103691 11060-M4NWSFSTZ6/125ATP | TR FORMAC DIV OF TR FASTENINGS OHTA BOSSARD FASTENAL ANIXTER | STM
3750 | 7 | 7 |  | CTAComponent | C2106-M4-02 | 3 | Release | Each | 8.0 | Spring Lock Washer, M4, Zinc plated, Rohs Fastener | 24140-C2106-M4-02 | TR FORMAC DIV OF TR FASTENINGS | HLE
3751 | 7 | 8 |  | CTAComponent | C2106-M6-02 | 3 | Release | Each | 36.0 | Spring Lock Washer, M6, Zinc plated, Rohs Fastener | 24140-C2106-M6-02 | TR FORMAC DIV OF TR FASTENINGS | HLE
3752 | 7 | 9 |  | CTAAssembly | 5457200 | 1 | Release | Each | 1.0 | Desk right bracket |  |  | CCX
3753 | 8 | 1 |  | CTAComponent | 3000-M10C-04 | 1 | Release | Each | 1.0 | Hexagon Nut, ISO4032, M10-1.5, Grade 8 Steel, Zinc Plated, RoHS Fastener | 20589-10948-03690 11060-M10CNFHC7Z6/4032 | FASTENAL COMPANY ANIXTER | STM
3754 | 8 | 4 |  | CTAComponent | 5460241 | 1 | Release | Each | 1.0 | Desk bracket foot cover |  |  | CCX
3755 | 8 | 6 |  | CTAComponent | 5442172 | 1 | Release | Each | 1.0 | Desk bracket front cover |  |  | CCX
3756 | 8 | 5 |  | CTAComponent | 5447807 | 1 | Release | Each | 2.0 | Desk bracket corner |  |  | CCX
3757 | 8 | 3 |  | CTAComponent | 5450649 | 1 | Release | Each | 1.0 | Desk bracket top cover |  |  | CCX
3758 | 8 | 2 |  | CTAComponent | 5438177 | 1 | Release | Each | 1.0 | Desk right bracket base |  |  | CCX
3759 | 8 | 9 |  | CTAComponent | 5491623 | 1 | Release | Each | 1.0 | Reinforecing plate |  |  | CCX
3760 | 8 | 10 |  | CTAComponent | 5496544 | 1 | Release | Each | 1.0 | Console caster install column |  |  | CCX
3761 | 8 | 8 |  | CTAComponent | 5491622 | 1 | Release | Each | 2.0 | Screw guidance |  |  | CCX
3762 | 8 | 7 |  | CTAComponent | 5445400 | 1 | Release | Each | 2.0 | Desk bracket head |  |  | CCX
3763 | 7 | 6 |  | CTAComponent | 2000-M6-03 | 3 | Release | Each | 36.0 | Flat Washer, ISO7089, M6, Steel 200HV, Zinc Plated, RoHS Fastener | 20589-10948-03457 10487-2000-M6-03 11060-M6NWSFSTZ6/125ATP 24140-M6/-/PWSTWA/TC1/DIN125 | FASTENAL COMPANY OHTA ANIXTER TR FORMAC DIV OF TR FASTENINGS | STM
3764 | 7 | 12 |  | CTAComponent | 5453939 | 1 | Release | Each | 1.0 | Desk foot bracket |  |  | CCX
3765 | 7 | 11 |  | CTAComponent | 5461016 | 1 | Release | Each | 3.0 | Rubber foot |  |  | CCX
3766 | 7 | 10 |  | CTAAssembly | 5461772 | 1 | Release | Each | 1.0 | Desk left bracket |  |  | CCX
3767 | 8 | 2 |  | CTAComponent | 5450649 | 1 | Release | Each | 1.0 | Desk bracket top cover |  |  | CCX
3768 | 8 | 1 |  | CTAComponent | 3000-M10C-04 | 1 | Release | Each | 2.0 | Hexagon Nut, ISO4032, M10-1.5, Grade 8 Steel, Zinc Plated, RoHS Fastener | 20589-10948-03690 11060-M10CNFHC7Z6/4032 | FASTENAL COMPANY ANIXTER | STM
3769 | 8 | 6 |  | CTAComponent | 5445400 | 1 | Release | Each | 2.0 | Desk bracket head |  |  | CCX
3770 | 8 | 5 |  | CTAComponent | 5442172 | 1 | Release | Each | 1.0 | Desk bracket front cover |  |  | CCX
3771 | 8 | 4 |  | CTAComponent | 5447807 | 1 | Release | Each | 2.0 | Desk bracket corner |  |  | CCX
3772 | 8 | 3 |  | CTAComponent | 5496584 | 1 | Release | Each | 1.0 | Desk left bracket foot cover |  |  | CCX
3773 | 8 | 9 |  | CTAComponent | 5436099 | 1 | Release | Each | 1.0 | Desk left bracket base |  |  | CCX
3774 | 8 | 8 |  | CTAComponent | 5491623 | 1 | Release | Each | 2.0 | Reinforecing plate |  |  | CCX
3775 | 8 | 7 |  | CTAComponent | 5491622 | 1 | Release | Each | 2.0 | Screw guidance |  |  | CCX
3776 | 8 | 10 |  | CTAAssembly | 5453095 | 2 | Release | Each | 1.0 | Desk left flitch |  |  | CCX
3777 | 9 | 1 |  | CTAComponent | 5443768 | 1 | Release | Each | 1.0 | Desk left flitch cover |  |  | CCX
3778 | 9 | 3 |  | CTAComponent | 5491622 | 1 | Release | Each | 3.0 | Screw guidance |  |  | CCX
3779 | 9 | 2 |  | CTAComponent | 5456422 | 1 | Release | Each | 1.0 | Desk left flitch base |  |  | CCX
3780 | 7 | 16 |  | CTAAssembly | 5491631 | 1 | Release | Each | 1.0 | Desk foot cover |  |  | CCX
3781 | 8 | 2 |  | CTAComponent | 5491629 | 1 | Release | Each | 1.0 | Rail bracket |  |  | CCX
3782 | 8 | 3 |  | CTAComponent | 5496590 | 1 | Release | Each | 1.0 | Cable holder |  |  | CCX
3783 | 8 | 1 |  | CTAComponent | 5453096 | 1 | Release | Each | 1.0 | Desk foot cover base |  |  | CCX
3784 | 7 | 14 |  | CTAComponent | 5461773 | 1 | Release | Each | 1.0 | Desk middle bracket |  |  | CCX
3785 | 7 | 15 |  | CTAComponent | 5457967 | 3 | Release | Each | 1.0 | Desktop |  |  | CCX
3786 | 7 | 13 |  | CTAComponent | 5456423 | 1 | Release | Each | 1.0 | Desk top bracket |  |  | CCX
3787 | 7 | 18 |  | CTAComponent | 5440505 | 1 | Release | Each | 1.0 | Panel foot cover |  |  | CCX
3788 | 7 | 17 |  | CTAComponent | 5448635 | 1 | Release | Each | 1.0 | Panel cable cover |  |  | CCX
3789 | 7 | 24 |  | CTAAssembly | 5496539 | 1 | Release | Each | 1.0 | Console caster |  |  | CCX
3790 | 8 | 2 |  | CTAComponent | 5496542 | 1 | Release | Each | 1.0 | Console caster bolt |  |  | CCX
3791 | 8 | 1 |  | CTAComponent | 5496541 | 1 | Release | Each | 1.0 | Console caster base |  |  | CCX
3792 | 8 | 4 |  | CTAComponent | 2000-M5-02 | 3 | Release | Each | 1.0 | Flat Washer, ISO7089, M5, Steel 140HV, Zinc Plated, RoHS Fastener | 11060-M5NWSFSTZ6/125A A0996-BN715 M5 CR6 Free 24140-M5/-/PWSTWA/TC1 20589-10948-03440 | ANIXTER BOSSARD TR FORMAC DIV OF TR FASTENINGS FASTENAL COMPANY | STM
3793 | 8 | 3 |  | CTAComponent | 1000-M5C010-04 | 5 | Release | Each | 1.0 | Hexagon Socket Head Cap Screw, M5-0.8, X10mm Long, Grade 8.8 Steel, Zinc Plated, RoHS Fastener | 11060-M5C10KCSC9Z6/912 20589-11103207 10487-1000-M5C010-04 24140-M5/10/HHSTBL/TC1D A0996-BN 4 M5 x 10mm CR6+FREE | ANIXTER FASTENAL COMPANY OHTA TR FORMAC DIV OF TR FASTENINGS BOSSARD | STM
3794 | 7 | 20 |  | CTAComponent | 5436664 | 1 | Release | Each | 1.0 | Base Close Cover |  |  | HLE
3795 | 7 | 19 |  | CTAAssembly | 5498326 | 1 | Release | Each | 1.0 | Desk front cover |  |  | CCX
3796 | 8 | 1 |  | CTAComponent | 5439739 | 1 | Release | Each | 1.0 | Desk front cover base |  |  | CCX
3797 | 8 | 2 |  | CTAComponent | 5496590 | 1 | Release | Each | 19.0 | Cable holder |  |  | CCX
3798 | 6 | 25 |  | CTAComponent | 5496535 | 1 | Release | Each | 1.0 | PS800R MIC install base |  |  | CCX
3799 | 6 | 13 |  | CTAComponent | 5448392 | 1 | Release | Each | 1.0 | Mic Grounding Plate |  |  | CCX
3800 | 6 | 10 |  | CTAAssembly | 5499828 | 1 | Release | Each | 1.0 | Desk rear cover |  |  | CCX
3801 | 7 | 1 |  | CTAComponent | 5442978 | 1 | Release | Each | 2.0 | Back plate |  |  | CCX
3802 | 7 | 2 |  | CTAComponent | 5458710 | 1 | Release | Each | 1.0 | Desk rear cover plate |  |  | CCX
3803 | 6 | 23 |  | CTAComponent | 5491256 | 2 | Release | Each | 1.0 | Phoenix contact 2963860 |  |  | CCX
3804 | 5 | 6 |  | CTAComponent | 5461759 | 1 | Release | Each | 50.0 | NYLON BINDING TIE CLAMP KSS CV-180 tie wrap 180x3.6mm Max Bundle Dia 46mm |  |  | HLE
3805 | 5 | 3 |  | CTAComponent | 2106-M5-14 | 1 | Release | Each | 4.0 | Spring Lock Washer with Flat Ends JIS B1251, M5, Spring Stainless Steel, Rohs Fastener | 24140-2106-M5-14 | TR FORMAC DIV OF TR FASTENINGS | STM
3806 | 5 | 2 |  | CTAComponent | 2001-M5-02 | 3 | Release | Each | 4.0 | Large Flat Washer, ISO7093, M5, Steel 140HV, Zinc Plated, RoHS Fastener | 20589-10948-03468 11060-M5NWFESTZ6/9021B A0996-BN 729 M5 CR6+FREE 24140-M5/-/PWSTWA/TC1/DIN9021 | FASTENAL COMPANY ANIXTER BOSSARD TR FORMAC DIV OF TR FASTENINGS | STM
3807 | 5 | 7 |  | ECCCollectorPart | 5476923 | 2 | Release | Each | 1.0 | console desk and TDSP cables collector |  |  | HLE
3808 | 6 | 3 |  | CTAComponent | 5448158 | 2 | Release | Each | 1.0 | Console TDSP-IF board RS232 Cable |  |  | CCX
3809 | 6 | 1 |  | CTAComponent | 5448182 | 3 | Release | Each | 1.0 | Console TDSP-IF board communication Cable |  |  | CCX
3810 | 6 | 2 |  | CTAComponent | 5436432 | 4 | Release | Each | 1.0 | Console EM_SW and Cable |  |  | CCX
3811 | 6 | 8 |  | CTAComponent | 5460785 | 3 | Release | Each | 1.0 | Console Collimator light SW cable 1 |  |  | CCX
3812 | 6 | 7 |  | CTAComponent | 5442517 | 3 | Release | Each | 1.0 | Console table movig control cable |  |  | CCX
3813 | 6 | 5 |  | CTAComponent | 5458295 | 1 | Release | Each | 1.0 | Console LR JOYSTICK Cable |  |  | HLE
3814 | 6 | 6 |  | CTAComponent | 5459790 | 1 | Release | Each | 1.0 | Console Xray SW Cable |  |  | HLE
3815 | 6 | 4 |  | CTAComponent | 5439299 | 1 | Release | Each | 1.0 | Console UD JOYSTICK Cable |  |  | HLE
3816 | 6 | 12 |  | CTAComponent | 5445937 | 2 | Release | Each | 1.0 | Console Joystick base ground cable |  |  | HLE
3817 | 6 | 13 |  | CTAComponent | 5448363 | 2 | Release | Each | 1.0 | Console TDSP ground cable |  |  | HLE
3818 | 6 | 11 |  | CTAComponent | 5437145 | 1 | Release | Each | 1.0 | PS800 Refresh console EM button base ground cable |  |  | HLE
3819 | 6 | 10 |  | CTAComponent | 5451993 | 3 | Release | Each | 1.0 | Console Vol adj. base ground cable |  |  | CCX
3820 | 6 | 9 |  | CTAComponent | 5445137 | 2 | Release | Each | 1.0 | Console Video adj. base ground cable |  |  | HLE
3821 | 6 | 15 |  | CTAComponent | 5442713 | 2 | Release | Each | 1.0 | Console Intercom Power cable |  |  | HLE
3822 | 6 | 14 |  | CTAComponent | 5482782 | 2 | Release | Each | 1.0 | Console foot-switch cable |  |  | CCX
3823 | 6 | 18 |  | CTAComponent | 5441903 | 3 | Release | Each | 1.0 | Console desk-E ground cable |  |  | CCX
3824 | 6 | 17 |  | CTAComponent | 5438693 | 3 | Release | Each | 1.0 | Console MIC base ground cable |  |  | CCX
3825 | 6 | 16 |  | CTAComponent | 5437711 | 3 | Release | Each | 1.0 | Console Intercom Power cable |  |  | CCX
3826 | 6 | 21 |  | CTAComponent | 5443329 | 3 | Release | Each | 1.0 | TDSP CN332 MIS Cable |  |  | HLE
3827 | 6 | 22 |  | CTAComponent | 5457533 | 3 | Release | Each | 1.0 | TDSP CN331 MIS Cable |  |  | HLE
3828 | 6 | 20 |  | CTAComponent | 5480546 | 2 | Release | Each | 1.0 | Console Mic enable cable |  |  | HLE
3829 | 6 | 19 |  | CTAComponent | 5451421 | 2 | Release | Each | 1.0 | Console monitor grounding cable |  |  | CCX
3830 | 5 | 4 |  | CTAAssembly | 5441942 | 5 | Release | Each | 1.0 | Panel assembly |  |  | CCX
3831 | 6 | 2 |  | CTAComponent | 1007-M3C008-14 | 2 | Release | Each | 41.0 | Phillips Pan Head Screw, ISO 7045, M3-0.5, X8mm Long, Grade 4.8 Steel, Zinc Plated, RoHS Fastener | 20589-10948-03564 11060-M3C8MXPSTZ6/7985 24140-M3/8/PPSTMC/TC1/ISO7045 A0996-BN 384 M3 x 8mm CR6+FREE 24432-91188 | FASTENAL COMPANY ANIXTER TR FORMAC DIV OF TR FASTENINGS BOSSARD FASTENAL | STM
3832 | 6 | 1 |  | CTAComponent | 1007-M2C006-14 | 1 | Release | Each | 4.0 | Phillips Pan Head Screw, ISO 7045, M2-0.4, X6mm Long, Grade 4.8 Steel, Zinc Plated, RoHS Fastener | 20589-10948-03557 11060-M2C6MXPSTZ6/7985 | FASTENAL COMPANY ANIXTER | STM
3833 | 6 | 4 |  | CTAComponent | 1007-M4C020-14 | 1 | Release | Each | 6.0 | Phillips Pan Head Screw, ISO 7045, M4-0.7, X20mm Long, Grade 4.8 Steel, Zinc Plated, RoHS Fastener | 20589-10948-03573 11060-M4C20MXPSTZ6/7985 | FASTENAL COMPANY ANIXTER | STM
3834 | 6 | 6 |  | CTAComponent | 1010-M4C010-14 | 2 | Release | Each | 4.0 | Phillips Flat Head Screw, ISO 7046, M4-0.7, X10mm Long, Grade 4.8 Steel, Zinc Plated, RoHS Fastener | 20589-10948-03508 11060-M4C10MXFSTZ6/965A 24140-M4/10/KPSTMC/TC1/DIN965 | FASTENAL COMPANY ANIXTER TR FORMAC DIV OF TR FASTENINGS | STM
3835 | 6 | 5 |  | CTAComponent | 1010-M3C008-14 | 1 | Release | Each | 10.0 | Phillips Flat Head Screw, ISO 7046, M3-0.5, X8mm Long, Grade 4.8 Steel, Zinc Plated, RoHS Fastener | 20589-10948-03502 11060-M3C8MXFSTZ6/965A | FASTENAL COMPANY ANIXTER | STM
3836 | 6 | 3 |  | CTAComponent | 1007-M4C010-14 | 2 | Release | Each | 4.0 | Phillips Pan Head Screw, ISO 7045, M4-0.7, X10mm Long, Grade 4.8 Steel, Zinc Plated, RoHS Fastener | 11060-M4C10MXPSTZ6/7985 20589-10948-03570 24140-M4/10/PPSTMC/TC1/ISO7045 | ANIXTER FASTENAL COMPANY TR FORMAC DIV OF TR FASTENINGS | STM
3837 | 6 | 8 |  | CTAComponent | 2000-M4-03 | 3 | Release | Each | 4.0 | FLAT WASHER - NORMAL SERIES, ISO 7089, M4 CLASS 200H STEEL, ZINC PLATED RoHS FASTENER | 24140-M4/-/PWSTWA/TC1/DIN125 10487-2000-M4-03 A0996-BN 343 M4 CR6+FREE 24432-11103691 11060-M4NWSFSTZ6/125ATP | TR FORMAC DIV OF TR FASTENINGS OHTA BOSSARD FASTENAL ANIXTER | STM
3838 | 6 | 9 |  | CTAComponent | 2106-M3-05 | 2 | Release | Each | 41.0 | Spring Lock Washer with Flat Ends JIS B1251, M3, Spring Steel, Zinc Plated, Rohs Fastener | 24140-MEP M3/SPSTWA/TC1D/JIS B1251 | TR FORMAC DIV OF TR FASTENINGS | STM
3839 | 6 | 7 |  | CTAComponent | 2000-M3-03 | 2 | Release | Each | 41.0 | WASHER PLAIN - LARGE 3.2 MM 7 MM , HV200, Steel, Zinc plate RoHS Washer | 10487-2000-M3-03 23983-6083737 24140-200-M3-03 | OHTA BOSSARD CHINA TR FORMAC DIV OF TR FASTENINGS | STM
3840 | 6 | 11 |  | CTAAssembly | 5437160 | 3 | Release | Each | 1.0 | Contrast ADJ. assembly |  |  | CCX
3841 | 6 | 13 |  | CTAComponent | 5440049 | 2 | Release | Each | 13.0 | PS800R SID Lift Button |  |  | CCX
3842 | 6 | 12 |  | CTAAssembly | 5438501 | 2 | Release | Each | 1.0 | Console MIC ADJ. assembly |  |  | CCX
3843 | 6 | 10 |  | CTAAssembly | 5437157 | 3 | Release | Each | 1.0 | Brightenss ADJ. assembly |  |  | CCX
3844 | 6 | 15 |  | CTAComponent | 5441110 | 4 | Release | Each | 1.0 | SID 120 Cover |  |  | CCX
3845 | 6 | 18 |  | CTAComponent | 5445221 | 4 | Release | Each | 2.0 | Potentiometer Cup |  |  | CCX
3846 | 6 | 16 |  | CTAComponent | 5441932 | 1 | Release | Each | 1.0 | Emergency Stop Bracket |  |  | CCX
3847 | 6 | 14 |  | CTAComponent | 5441109 | 5 | Release | Each | 1.0 | Panel cover |  |  | CCX
3848 | 6 | 20 |  | CTAComponent | 5445992 | 2 | Release | Each | 2.0 | resistor |  |  | CCX
3849 | 6 | 17 |  | CTAComponent | 5498232 | 1 | Release | Each | 2.0 | Tilting handle bracket |  |  | CCX
3850 | 6 | 19 |  | CTAComponent | 5445970 | 3 | Release | Each | 1.0 | SID 105 Cover |  |  | CCX
3851 | 6 | 21 |  | CTAComponent | 5449182 | 6 | Release | Each | 1.0 | SPK key cover |  |  | CCX
3852 | 6 | 24 |  | CTAComponent | 5451203 | 4 | Release | Each | 1.0 | SID 150 Cover |  |  | CCX
3853 | 6 | 23 |  | CTAComponent | 5450433 | 2 | Release | Each | 1.0 | X-ray CONTROL Lever |  |  | CCX
3854 | 6 | 25 |  | CTAComponent | 5498231 | 1 | Release | Each | 2.0 | Key bracket |  |  | CCX
3855 | 6 | 22 |  | CTAComponent | 5449183 | 1 | Release | Each | 1.0 | Potentiometer Bracket |  |  | CCX
3856 | 6 | 27 |  | CTAComponent | 5456188 | 1 | Release | Each | 2.0 | Knob Bracket |  |  | CCX
3857 | 6 | 26 |  | CTAComponent | 5454583 | 1 | Release | Each | 2.0 | Tilting Handle |  |  | CCX
3858 | 6 | 32 |  | CTAComponent | 5461565 | 2 | Release | Each | 2.0 | ROTARY SWITCH |  |  | CCX
3859 | 6 | 30 |  | CTAComponent | 5460817 | 2 | Release | Each | 1.0 | Panel cover film |  |  | HLE
3860 | 6 | 31 |  | CTAComponent | 5460818 | 1 | Release | Each | 2.0 | Tilting Handle base |  |  | CCX
3861 | 6 | 29 |  | CTAComponent | 5459997 | 1 | Release | Each | 2.0 | Cable bundler |  |  | CCX
3862 | 6 | 28 |  | CTAComponent | 5498230 | 1 | Release | Each | 1.0 | Handle bracket |  |  | CCX
3863 | 6 | 34 |  | CTAAssembly | 5473933 | 5 | Release | Each | 1.0 | TDSP Board Assembly |  |  | CCX
3864 | 7 | 1 |  | CTASoftware | 5474005 | 1 | Release | Each | 1.0 | Precision THUNIS-800+ TDSP Firmware |  |  | HLE
3865 | 7 | 2 |  | CTACircuitBoard | 5446243 | 4 | Release | Each | 1.0 | Precision THUNIS-800+ TDSP Board PWA |  |  | CCX
3866 | 8 |  | J1,J3 | CTAOOC | 2213607 | 7 | Standard | Each | 2.0 | CONNEC SUBD 9C PWB STR PLUG+440LK | 10099-09 65 161 5713 00214-D09P24A6GV00LF | HARTING FCI | STE
3867 | 8 |  | FL10,FL11 | CTAComponent | 5482604 | 1 | Release | Each | 2.0 | CHIP EMIFIL Capacitor Type |  |  | HLE
3868 | 8 |  | 1LD-3LD | CTAOOC | 2410071 | 1 | Not Recommended | Each | 3.0 | LED 7 SEGMENT DISPLAY COMMON ANODE GREEN. WARNING: Unknown Whisker Risk | 00941 HDSP-A901 11520 LTS-3861G-H1 | AVAGO TECHNOLOGIES LITE-ON | STE
3869 | 8 |  | U33 | CTAOOC | 5135116-3 | 1 | Standard | Each | 1.0 | PROGRAMMABLE CPLD, 2210 LOGIC ELEMENTS, MAX_II, 1.5-3.3V I_O VOLTAGE, 2.5-3.3V SUPPLY, 204 IO PINS, FBGA 256 | 10208-EPM2210F256C5N | ALTERA | STE
3870 | 8 |  | 1FSCN,335CN-338CN,EM_STOP_CN | CTAOOC | 5122576 | 2 | Not Recommended | Each | 6.0 | CONNECTOR 2.54MM AMPMODU, 1X4POS HEADER, STRAIGHT, SHROUDED , 0.8um GOLD, PWB2.4. WARNING: Unknown Whisker Risk | 18996-280371-3 | TE CONNECTIVITY | STE
3871 | 8 |  | C124 | CTAOOC | 2385569-5 | 3 | Standard | Each | 1.0 | CAPACITOR CERAMIC, X5R, 10UF, 10Percent, 25V, SMD 1210 | 03041-C3225X5R1E106K 08390-C1210C106K3PAC 19214-CM32X5R106K25A 19214-12103D106KAT 03041-C3225X5R1E106K250AA | TDK KEMET AVX/KYOCERA AVX/KYOCERA TDK | STE
3872 | 8 | 1 |  | CTACircuitBoard | 5436150 | 1 | Release | Each | 1.0 | PWB for Precision THUNIS-800+ TDSP Board |  |  | HLE
3873 | 8 |  | R55-R61,R68-R72,R190-R192,R222-R230 | CTAOOC | 2285457-25 | 1 | Standard | Each | 24.0 | RESISTOR 1k OHMS 5 % 500m WATTS | 02254-MCR50JZHJ102 00006-WCR2010LF102J 18981-CRCW20101K00JNE 11962-RC2010JK-071KL 06725-RK73B2HTTE102J | ROHM IRC VISHAY YAGEO KOA | STE
3874 | 8 |  | C8,C13 | CTAOOC | 46-302742P8 | 3 | Standard | Each | 2.0 | CAPACITOR FIXED 1u FARADS 35 VOLTS .138L .110W .075H 3528 SURFACE MOUNT DEVICE | 18981-293D105X9035B2TE3 08390-T491B105K035AT | VISHAY KEMET | STE
3875 | 8 |  | CR3-CR9 | CTAOOC | 5391885 | 1 | Restricted | Each | 7.0 | PROTECTION TRANSIENT SUPPRESSOR, 300W, 24V, SOT23-6 | 21202-SMS24C.TCT | SEMTECH | STE
3876 | 8 |  | DS5-DS7,DS11 | CTAOOC | 5453565 | 1 | Restricted | Each | 4.0 | LED YELLOW, STRAIGHT, 2 PER PKG, 8.89 MM X 8.89 MM | 22942-HLMP-2755 | AVAGO | STE
3877 | 8 |  | U3,U5,U8,U9,U13,U14 | CTAOOC | 2364058-4 | 1 | Standard | Each | 6.0 | I.C PHOTOCOUP X4 SOL16 4.4MM | 18981-TCMT4100 22942-ACPL-247-560E | VISHAY AVAGO | STE
3878 | 8 |  | 331CN-333CN | CTAOOC | 46-221703P17 | 4 | Restricted | Each | 3.0 | CONNECTOR, 2.54MM, 2X25POS, STRAIGHT, LONG LATCHES, 4-WALL AMP PART IS RESTRICTED DUE TO THE FACT THAT IT REQUIRES A .250 LONG SCREW TO RETAIN IT. | 00266-N3433-6303RB | 3M (MINNESOTA MINING MFG) | STE
3879 | 8 |  | S3-S5, S7-S14 | CTAComponent | 5446770 | 1 | Release | Each | 11.0 | short-travel keyswitch |  |  | HLE
3880 | 8 |  | R54,R62-R67,R73-R93,R98,R170,R175,R180,R181,R200,R204-R206,R218,R220,R221,R231-R244 | CTAOOC | 5312051-10 | 1 | Restricted | Each | 54.0 | RESISTOR 1K, 0.1PERCENT, 0.25W, 25PPM, 1206 | 18981-TNPW12061K00BEEA 06725-RN73H2BTTD1001B25 11962-RT1206BRD071KL 05498-BLU1206-1001-BT25W | VISHAY KOA YAGEO RCD COMPONENTS INC. | STE
3881 | 8 |  | R99,R106-R109,R117,R118,R125,R126,R139,R140,R142-R147,R151-R159,R211 | CTAOOC | 5245267-2 | 2 | Restricted | Each | 27.0 | RESISTOR 33 OHM, NON-MAGNETIC, 2 PERCENT, 100MW, FILM, 100PPM, 0603 | 23828-CHR0603 33 OHM +-2% | SRT RESISTOR TECHNOLOGY GMBH | STE
3882 | 8 |  | R193 | CTAOOC | 5160167 | 2 | Standard | Each | 1.0 | RESISTOR, 0R, THICK FILM, 2512, 2A, 0.05 OHM | 18981-CRCW25120000Z0E 11962-RC2512JK-070RL 06725-RK73Z3AT 02254-MCR100JZHJ000 | VISHAY YAGEO KOA ROHM | STE
3883 | 8 |  | J2 | CTAOOC | 2106009-6 | 1 | Restricted | Each | 1.0 | CONNEC LOW-PROF TRANSI 10C HEAD STR | 01940 821-A010P-AM-A00 00214-75869-101LF 00266-N2510-6002RB 10099-09 18 510 6324 18996-5103308-1 | AMPHENOL FCI 3M (MINNESOTA MINING MFG) HARTING TE CONNECTIVITY | STE
3884 | 8 |  | U2,U6,U17-U22 | CTAOOC | 2111738-3 | 1 | Restricted | Each | 8.0 | DARLINGTON ARRAY,8 CHANNEL,OPEN COLLECTOR,50V,500MA,SOL18 | 00495-ULN2803ADW | TEXAS INSTRUMENTS | STE
3885 | 8 |  | R210 | CTAOOC | 46-312792P18 | 2 | Standard | Each | 1.0 | RESISTOR 10 OHMS 1 PERCENT .125 WATTS SURFACE MOUNTING 100PPM/DEG C 100V L .079 W .050 T .018 | 18981-CRCW080510R0FKE 11962-RC0805FR-0710RL 05498-MC080510R0FTW 00006-WCR0805LF10R0F | VISHAY YAGEO RCD COMPONENTS INC. IRC | STE
3886 | 8 |  | R100 | CTAOOC | 46-312792P11 | 4 | Standard | Each | 1.0 | RESISTOR 2k OHMS 1 % .125 WATTS 100V 100PPM/C | 18981-CRCW08052K00FKE 11623-NRC10F2001TRF 00006-WCR0805LF2001F 06725-RK73H2ATTD2001F 05498-MC08052001FTW | VISHAY NIC COMPONENTS CORPORATION IRC KOA RCD COMPONENTS INC. | STE
3887 | 8 |  | R9-R24,R29-R36,R38-R46,R97,R101-R105,R110,R111,R113-R116,R119-R124,R127-R138,R141,R171-R174,R176-R179,R182-R185,R212 | CTAOOC | 46-312792P13 | 4 | Standard | Each | 77.0 | RESISTOR 1k OHMS 1 PERCENT .125 WATTS 0805 CASE SIZE | 11623-NRC10F1001TRF 05498-MC08051001FTW 18981-CRCW08051K00FKE 06725-RK73H2ATTD1001F 00006-WCR0805LF1001F | NIC COMPONENTS CORPORATION RCD COMPONENTS INC. VISHAY KOA IRC | STE
3888 | 8 |  | R1-R8,R25-R28,R160-R169,R194-R199,R201-R203,R219 | CTAOOC | 46-312792P16 | 4 | Standard | Each | 32.0 | RESISTOR 332 OHMS 1 % .125 WATTS 100V 0805 CASE SIZE THICK FILM +-100 PPM/C | 06725-RK73H2ATTD3320F 05498-MC08053320FTW 18981-CRCW0805332RFKE 00006-WCR0805LF3320F | KOA RCD COMPONENTS INC. VISHAY IRC | STE
3889 | 8 |  | R94-R96,R112,R186-R189 | CTAOOC | 46-312792P7 | 4 | Standard | Each | 8.0 | RESISTOR 10k OHMS 1 PERCENT .125 WATTS SURFACE MOUNTING 0805 PACKAGE 100 PPM/DEGREE C 100V L .079 W .050 T .018 | 11623-NRC10F1002TRF 05498-MC08051002FTW 18981-CRCW080510K0FKE 00006-WCR0805LF1002F 06725-RK73H2ATTD1002F | NIC COMPONENTS CORPORATION RCD COMPONENTS INC. VISHAY IRC KOA | STE
3890 | 8 |  | D3 | CTAOOC | 46-311083P2 | 3 | Standard | Each | 1.0 | BAV70 SWITCHING DIODE DUAL SER SW VR-70V VF-1.25V 200 MA SOT23 | 18846-BAV70LT1G 18889-BAV 70 E6327 18889-BAV70E6327HTSA1 | ON SEMICONDUCTOR INFINEON TECHNOLOGIES AG INFINEON TECHNOLOGIES AG | STE
3891 | 8 |  | C6,C9-C12,C14-C19,C21,C23-C30,C71-C73,C78-C88,C91-C121 | CTAOOC | 2187107-6 | 3 | Not Recommended | Each | 65.0 | CAPACITOR FIXED .1u FARADS 50 VOLTS | 08390 C0805C104K5RAC 07945-CL21B104KBCNNNC | KEMET SAMSUNG | STE
3892 | 8 |  | C33 | CTAOOC | 2187107-10 | 2 | Standard | Each | 1.0 | CAPACITOR CERAMIC X7R, 1UF 10Percent, 16V, SMD 0805 | 02862-GRM21BR71C105KA01 19214-0805YC105KAT | MURATA AVX/KYOCERA | STE
3893 | 8 |  | C1-C3 | CTAOOC | 2187107-11 | 1 | Standard | Each | 3.0 | CAPACITOR FIXED .027u FARADS 50 VOLT 10% TOLERANCE; 0805 CASE SIZE; X7R | 19214 08055C273KAT 08390 C0805C273K5RAC 18981-VJ0805Y273KXA 11623-NMC0805X7R273K50TRPF 02862-GRM219R71H273KA01 | AVX/KYOCERA KEMET VISHAY NIC COMPONENTS CORPORATION MURATA | STE
3894 | 8 |  | U7 | CTAOOC | 2154023 | 2 | Standard | Each | 1.0 | INT DRIVER LIGN 26C31 SO16 .15 SMD | 00036-DS26C31TM NOPB 00495-AM26C31IDE4 00495-DS26C31TM NOPB | NATIONAL SEMICONDUCTOR TEXAS INSTRUMENTS TEXAS INSTRUMENTS | STE
3895 | 8 |  | C4,C62-C70,C74-C77 | CTAOOC | 2187107-3 | 1 | Standard | Each | 14.0 | CAPACITOR FIXED .01u FARADS 50 VOLTS | 08390 C0805C103K5RAC 19214-08055C103KAT | KEMET AVX/KYOCERA | STE
3896 | 8 |  | J4 | CTAOOC | 2115384-2 | 2 | Standard | Each | 1.0 | FASTON TAB, 6.3X0.8MM, STRAIGHT, 5.08MM PITCH, PWB3.2, TINNED | 04947-1287 18996-1217056-1 | KEYSTONE ELECTRONICS CORP TE CONNECTIVITY | STE
3897 | 8 |  | 334CN | CTAOOC | 2227700-6 | 4 | Standard | Each | 1.0 | CONNECT TRANSIT+LATCH 40C HEADER STR | 00214-71918-140LF 00266-N3432-6302RB 18996-5499206-9 10099-09 18 540 5904 | FCI 3M (MINNESOTA MINING MFG) TE CONNECTIVITY HARTING | STE
3898 | 8 |  | TP4-TP9 | CTAOOC | 2233921 | 2 | Standard | Each | 6.0 | TEST POINT, SMD 1005 | 04947 5015 ZZC70-TP-108-02-1-T | KEYSTONE ELECTRONICS CORP COMPONENTS CORPORATION | STE
3899 | 8 |  | C7,C20,C22,C32,C34-C40,C42,C44,C46,C48-C61,C125-C128 | CTAOOC | 2235239-6 | 2 | Standard | Each | 32.0 | CAPACITOR X7R 100NF 10% 16V 0603 | 08390 C0603C104K4RAC 18981-VJ0603Y104KXJ 11962-CC0603KRX7R7BB104 19214-0603YC104KAT | KEMET VISHAY YAGEO AVX/KYOCERA | STE
3900 | 8 |  | R207-R209,R213-R217 | CTAOOC | 2236238 | 2 | Standard | Each | 8.0 | RESISTOR, 0 OHM, THICK FILM, 0603, 1A, 0.05 OHM MAX | 02254-MCR03EZPJ000 18981-CRCW06030000Z0E 00078-CR0603J/000ELF 05498-ZC0603TW 06725-RK73Z1JT 11962-RC0603JR-070RL | ROHM VISHAY BOURNS RCD COMPONENTS INC. KOA YAGEO | STE
3901 | 8 |  | D1,D2,D4-D15 | CTAOOC | 2212279 | 2 | Standard | Each | 14.0 | DIODE, RECTIFIER, 200V 2A, SMB PACKAGE | 00124-STTH2R02U 18981-ES2D-E3/52T | ST MICROELECTRONICS VISHAY | STE
3902 | 8 |  | C89,C90 | CTAOOC | 2212396-6 | 1 | Restricted | Each | 2.0 | CAPACITOR FIXED 100u FARADS 50 VOLTS ALUMINUM ELECTROLYTIC SMT 10X10MM | 06533-UWS1H101MCL1GS | NICHICON CORPORATION | STE
3903 | 8 |  | U1,U15,U16 | CTAOOC | 2211252-15 | 2 | Standard | Each | 3.0 | LOGIC 74AHC-VHC373 TSSOP20 | 18846-MC74VHC373DTR2G 00495-SN74AHC373PWG4 | ON SEMICONDUCTOR TEXAS INSTRUMENTS | STE
3904 | 8 |  | U26 | CTAOOC | 2211252-5 | 4 | Standard | Each | 1.0 | LOGIC 74AHC-VHC14 TSSOP14 | 00495-SN74AHC14PWG4 18846-MC74VHC14DTG 00495-SN74AHC14PWE4 00495 SN74AHC14PW | TEXAS INSTRUMENTS ON SEMICONDUCTOR TEXAS INSTRUMENTS TEXAS INSTRUMENTS | STE
3905 | 8 |  | DS1-DS4,DS8-DS10,DS12-DS16 | CTAOOC | 2279219-2 | 1 | Standard | Each | 12.0 | LED GREEN LTST-C190G 0603 SMD | 18802 AP1608SGC 00941 HSMG-C190 11520 LTST-C190GKT 09050 PG1111C | KINGBRIGHT AVAGO TECHNOLOGIES LITE-ON STANLEY ELECTRIC CO LTD | STE
3906 | 8 |  | Y1 | CTAOOC | 2304499-20 | 4 | Standard | Each | 1.0 | CRYSTAL OSCILLATOR 12.288 MHZ, 3.3VOLTS, TTL_CMOS, 50PPM FREQ TOLERANCE, 5X7.5 BODY SIZE | 19133-EC2645TTS-12.288M 19214-KC7050C-12.2880-C30E00 05968-S1803B-12.2880 20038-124-12.288-1 05968-S1613B-12.2880 11718-CO4305S-12.288-T | ECLIPTEK AVX/KYOCERA PERICOM, FORMERLY SARONIX FOX ELECTRONICS PERICOM, FORMERLY SARONIX RALTRON (FORMERLY SHOWA) | STE
3907 | 8 |  | FL1-FL9,FL12-FL14 | CTAOOC | 2306384-4 | 1 | Restricted | Each | 12.0 | FERRITE BEAD 1000 OHM at 100 MHZ 400 MA RATING, 0603 PACKAGE | 02862 BLM18AG102SN1 | MURATA | STE
3908 | 8 |  | S1 | CTAOOC | 2253364-2 | 3 | Not Recommended | Each | 1.0 | SURFACE MOUNT DIP SWITCH, 4 POSITION GULL WING WITH POLYIMIDE TAPE SEAL MACHINE-INSERTABLE. WARNING: Unknown Whisker Risk | 05229-90HBW04PRT 00031-219004MST | GRAYHILL CTS CORP | STE
3909 | 8 |  | U4,U10-U12 | CTAOOC | 2274393-3 | 3 | Standard | Each | 4.0 | IC, RECEIVER RS422, QUAD, 3.3V, 1 ENABLE, AM26LV32, SO16, 85C | 00495-AM26LV32IDE4 00036-DS26LV32ATM NOPB 00495-DS26LV32ATM NOPB | TEXAS INSTRUMENTS NATIONAL SEMICONDUCTOR TEXAS INSTRUMENTS | STE
3910 | 8 |  | U25 | CTAOOC | 2274500-2 | 1 | Standard | Each | 1.0 | LOGIC INTERFACE RS-232 DRIVER-RECEIVER TSSOP 3 TO 5 V SUPPLY WITH ESD PROTECTION | 00495-MAX3232CPWE4 00124-ST3232ECTR 01649-ADM3202ARUZ | TEXAS INSTRUMENTS ST MICROELECTRONICS ANALOG DEVICES | STE
3911 | 8 |  | U23,U24 | CTAOOC | 2246237-2 | 3 | Standard | Each | 2.0 | DRIVER-RECEIVER UART WITH 16 BYTE FIFO 3.3-5V SUPPLY, 48-TQFP NOTE ONLY TI PART HAS AUTOFLOW CNTRL | 00495-TL16C550CPTG4 ZZE10-ST16C550CQ48-F | TEXAS INSTRUMENTS EXAR | STE
3912 | 8 |  | C5,C31,C41,C43,C45,C47 | CTAOOC | 2240282-15 | 2 | Standard | Each | 6.0 | CAPACITOR CERAMIC, X7R, 10UF, 10Percent, 16V, SMD 1206 | 03041-C3216X7R1C106K 08390-C1206C106K4RAC 11962-CC1206KKX7R7BB106 03041-C3216X7R1C106K160AC | TDK KEMET YAGEO TDK | STE
3913 | 8 |  | VR1 | CTAOOC | 2334692 | 1 | Restricted | Each | 1.0 | REGULATOR 3.3V OUTPUT LOW DROPOUT ANYCAP, 1.5A OUTPUT, SOT-223 | 01649-ADP3339AKCZ-3.3 | ANALOG DEVICES, INC. | STE
3914 | 6 | 33 |  | CTAAssembly | 5462310 | 2 | Release | Each | 1.0 | Console SPK ADJ. assembly |  |  | CCX
3915 | 6 | 35 |  | CTAComponent | 5482603 | 3 | Release | Each | 1.0 | Voice enable button |  |  | CCX
3916 | 6 | 37 |  | CTAComponent | C2106-M4-02 | 3 | Release | Each | 4.0 | Spring Lock Washer, M4, Zinc plated, Rohs Fastener | 24140-C2106-M4-02 | TR FORMAC DIV OF TR FASTENINGS | HLE
3917 | 6 | 38 |  | CTAComponent | 5498234 | 1 | Release | Each | 1.0 | Button washer |  |  | CCX
3918 | 6 | 36 |  | CTAComponent | 5491249 | 1 | Release | Each | 1.0 | Left knob bracket |  |  | CCX
3919 | 5 | 10 |  | ECCCollectorPart | 5479476 | 3 | Release | Each | 1.0 | Desk label collector |  |  | CCX
3920 | 5 | 9 |  | CTAComponent | 5491248 | 1 | Release | Each | 2.0 | Right washer |  |  | CCX
3921 | 5 | 8 |  | CTAComponent | 5491247 | 1 | Release | Each | 2.0 | Left washer |  |  | CCX
3922 | 5 | 11 |  | CTAComponent | 5120929 | 2 | Release | Each | 1.0 | Storm Console keyboard bracket |  |  | CCX
3923 | 5 | 12 |  | CTAComponent | 5161171 | 2 | Release | Each | 2.0 | Cable screw | 20284-5161171 | BOSSARD LTD. FASTENERS | HLE
3924 | 4 | 5 |  | CTAComponent | 5461759 | 1 | Release | Each | 40.0 | NYLON BINDING TIE CLAMP KSS CV-180 tie wrap 180x3.6mm Max Bundle Dia 46mm |  |  | HLE
3925 | 4 | 3 |  | ECCCollectorPart | 5452094 | 3 | Release | Each | 1.0 | Console cable collector |  |  | HLE
3926 | 5 | 11 |  | CTAComponent | 5451796 | 3 | Release | Each | 1.0 | Cabinet Interface Board Power Cable |  |  | CCX
3927 | 5 | 10 |  | CTAComponent | 5437756 | 1 | Release | Each | 1.0 | Cabinet door ground cable |  |  | HLE
3928 | 5 | 7 |  | CTAComponent | 5454302 | 2 | Release | Each | 1.0 | Console DSA LVDS Convert Cable |  |  | HLE
3929 | 5 | 6 |  | CTAComponent | 5455121 | 1 | Release | Each | 1.0 | Console DSA SYNC SIGNAL CABLE |  |  | HLE
3930 | 5 | 13 |  | CTAComponent | 5456161 | 2 | Release | Each | 1.0 | Cabinet PCU Real-time Control Cable |  |  | HLE
3931 | 5 | 12 |  | CTAComponent | 5456928 | 1 | Release | Each | 1.0 | Cabinet PCU ground cable |  |  | HLE
3932 | 5 | 5 |  | CTAComponent | 5455126 | 1 | Release | Each | 1.0 | Console DSA 1750 Card RT Control Cable |  |  | HLE
3933 | 5 | 1 |  | CTAComponent | 5453651 | 2 | Release | Each | 1.0 | Console Image Monitor Power Cable |  |  | CCX
3934 | 5 | 2 |  | CTAComponent | 5461517 | 1 | Release | Each | 1.0 | Console Workstation Power Cable |  |  | HLE
3935 | 5 | 4 |  | CTAComponent | 5446734 | 2 | Release | Each | 1.0 | Console Camera Link Cable |  |  | HLE
3936 | 5 | 3 |  | CTAComponent | 5455343 | 3 | Release | Each | 1.0 | Console Workstation-Gen Console COM Cable |  |  | CCX
3937 | 5 | 9 |  | CTAComponent | 5439492 | 3 | Release | Each | 1.0 | Console IF board-Gen console COM Cable |  |  | CCX
3938 | 5 | 8 |  | CTAComponent | 5443331 | 1 | Release | Each | 1.0 | Console PCU Communication Cable |  |  | HLE
3939 | 4 | 2 |  | ECCCollectorPart | 5444848 | 5 | Release | Each | 1.0 | Console cabinet assembly |  |  | CCX
3940 | 5 | 9 |  | CTAComponent | 2000-M4-03 | 3 | Release | Each | 1.0 | FLAT WASHER - NORMAL SERIES, ISO 7089, M4 CLASS 200H STEEL, ZINC PLATED RoHS FASTENER | 24140-M4/-/PWSTWA/TC1/DIN125 10487-2000-M4-03 A0996-BN 343 M4 CR6+FREE 24432-11103691 11060-M4NWSFSTZ6/125ATP | TR FORMAC DIV OF TR FASTENINGS OHTA BOSSARD FASTENAL ANIXTER | STM
3941 | 5 | 5 |  | CTAAssembly | 5445960 | 6 | Release | Each | 1.0 | Digital image subsystem |  |  | CCX
3942 | 6 | 4 |  | CTAComponent | 5460013 | 1 | Release | Each | 1.0 | Console Digital box Image Converter Board Power Cable |  |  | HLE
3943 | 6 | 6 |  | ECCCollectorPart | 5448915 | 3 | Release | Each | 1.0 | Software CD for Precision THUNIS-800+ RF system |  |  | CCX
3944 | 7 | 1 |  | CTAComponent | 5474003 | 3 | Release | Each | 1.0 | APR TST |  |  | CCX
3945 | 6 | 2 |  | CTAComponent | 5121183-ROHS | 2 | Release | Each | 1.0 | Digital image converting board |  |  | CCX
3946 | 6 | 5 |  | CTAComponent | 5440284 | 1 | Release | Each | 1.0 | Console Digital box Image Converter BNC Signal Cable |  |  | HLE
3947 | 6 | 1 |  | CTAAssembly | 5460503 | 4 | Release | Each | 1.0 | Digital box |  |  | CCX
3948 | 7 | 4 |  | CTAComponent | 5121177-ROHS | 2 | Release | Each | 1.0 | Image frame grabber |  |  | CCX
3949 | 7 | 1 |  | CTAComponent | 5440791 | 2 | Release | Each | 1.0 | USB mouse |  |  | CCX
3950 | 7 | 2 |  | CTAComponent | 5443246 | 3 | Release | Each | 1.0 | USB keyboard |  |  | CCX
3951 | 7 | 5 |  | CTAAssembly | 5458231 | 2 | Release | Each | 1.0 | Workstation x86 PC |  |  | CCX
3952 | 7 | 3 |  | CTAComponent | 5121174-ROHS | 2 | Release | Each | 1.0 | 1750 PCI Digital IO Card |  |  | CCX
3953 | 5 | 2 |  | CTAAssembly | 5438415 | 5 | Release | Each | 1.0 | Console cabinet |  |  | CCX
3954 | 6 | 2 |  | CTAComponent | 1007-M4C016-14 | 1 | Release | Each | 2.0 | Phillips Pan Head Screw, ISO 7045, M4-0.7, X16mm Long, Grade 4.8 Steel, Zinc Plated, RoHS Fastener | 20589-10948-03572 11060-M4C16MXPSTZ6/7985 | FASTENAL COMPANY ANIXTER | STM
3955 | 6 | 3 |  | CTAComponent | 2000-M4-03 | 3 | Release | Each | 7.0 | FLAT WASHER - NORMAL SERIES, ISO 7089, M4 CLASS 200H STEEL, ZINC PLATED RoHS FASTENER | 24140-M4/-/PWSTWA/TC1/DIN125 10487-2000-M4-03 A0996-BN 343 M4 CR6+FREE 24432-11103691 11060-M4NWSFSTZ6/125ATP | TR FORMAC DIV OF TR FASTENINGS OHTA BOSSARD FASTENAL ANIXTER | STM
3956 | 6 | 1 |  | CTAComponent | 1007-M4C010-14 | 2 | Release | Each | 5.0 | Phillips Pan Head Screw, ISO 7045, M4-0.7, X10mm Long, Grade 4.8 Steel, Zinc Plated, RoHS Fastener | 11060-M4C10MXPSTZ6/7985 20589-10948-03570 24140-M4/10/PPSTMC/TC1/ISO7045 | ANIXTER FASTENAL COMPANY TR FORMAC DIV OF TR FASTENINGS | STM
3957 | 6 | 8 |  | CTAComponent | 5445416-4 | 1 | Release | Each | 1.0 | AVID PRODUCTS STEEL P-CLAMP or R-clamp DIA9.5, WIDE12.7,19243-SCP-6-325-265 |  |  | HLE
3958 | 6 | 7 |  | CTAComponent | 5445416-2 | 1 | Release | Each | 2.0 | AVID PRODUCTS STEEL P-CLAMP or R-clamp DIA6.4, WIDE9.7, 19243-SCP-4-323-203 |  |  | HLE
3959 | 6 | 5 |  | CTAComponent | 5438742 | 2 | Release | Each | 2.0 | Fuse Holder |  |  | CCX
3960 | 6 | 6 |  | CTAComponent | 5440286 | 2 | Release | Each | 1.0 | terminal board |  |  | CCX
3961 | 6 | 4 |  | CTAComponent | 5168929 | 1 | Release | Each | 3.0 | copper socket |  |  | HLE
3962 | 6 | 10 |  | CTAComponent | C2106-M4-02 | 3 | Release | Each | 7.0 | Spring Lock Washer, M4, Zinc plated, Rohs Fastener | 24140-C2106-M4-02 | TR FORMAC DIV OF TR FASTENINGS | HLE
3963 | 6 | 9 |  | CTAAssembly | 5459476 | 3 | Release | Each | 1.0 | Cabinet box |  |  | CCX
3964 | 7 | 2 |  | CTAComponent | 1007-M2C006-14 | 1 | Release | Each | 4.0 | Phillips Pan Head Screw, ISO 7045, M2-0.4, X6mm Long, Grade 4.8 Steel, Zinc Plated, RoHS Fastener | 20589-10948-03557 11060-M2C6MXPSTZ6/7985 | FASTENAL COMPANY ANIXTER | STM
3965 | 7 | 3 |  | CTAComponent | 1007-M4C010-14 | 2 | Release | Each | 70.0 | Phillips Pan Head Screw, ISO 7045, M4-0.7, X10mm Long, Grade 4.8 Steel, Zinc Plated, RoHS Fastener | 11060-M4C10MXPSTZ6/7985 20589-10948-03570 24140-M4/10/PPSTMC/TC1/ISO7045 | ANIXTER FASTENAL COMPANY TR FORMAC DIV OF TR FASTENINGS | STM
3966 | 7 | 4 |  | CTAComponent | 1007-M6C012-14 | 1 | Release | Each | 1.0 | Phillips Pan Head Screw, ISO 7045, M6-1, X12mm Long, Grade 4.8 Steel, Zinc Plated, RoHS Fastener | 20589-10948-03583 11060-M6C12MXPSTZ6/7985 | FASTENAL COMPANY ANIXTER | STM
3967 | 7 | 1 |  | CTAComponent | 1000-M6C020-04 | 4 | Release | Each | 4.0 | Hexagon Socket Head Cap Screw, M6-1, X20mm Long, Grade 8.8 Steel, Zinc Plated, RoHS Fastener | 11060-M6C20KCSC9Z6/912 10487-1000-M6C020-04 24140-M6/20/SOHTCS/TC1D/DIN912 20589-10948-03240 A0996-BN 4 M6 x 20mm CR6+FREE | ANIXTER OHTA TR FORMAC DIV OF TR FASTENINGS FASTENAL COMPANY BOSSARD | STM
3968 | 7 | 6 |  | CTAComponent | 1010-M4C010-14 | 2 | Release | Each | 6.0 | Phillips Flat Head Screw, ISO 7046, M4-0.7, X10mm Long, Grade 4.8 Steel, Zinc Plated, RoHS Fastener | 20589-10948-03508 11060-M4C10MXFSTZ6/965A 24140-M4/10/KPSTMC/TC1/DIN965 | FASTENAL COMPANY ANIXTER TR FORMAC DIV OF TR FASTENINGS | STM
3969 | 7 | 8 |  | CTAComponent | 2000-M6-03 | 3 | Release | Each | 21.0 | Flat Washer, ISO7089, M6, Steel 200HV, Zinc Plated, RoHS Fastener | 20589-10948-03457 10487-2000-M6-03 11060-M6NWSFSTZ6/125ATP 24140-M6/-/PWSTWA/TC1/DIN125 | FASTENAL COMPANY OHTA ANIXTER TR FORMAC DIV OF TR FASTENINGS | STM
3970 | 7 | 7 |  | CTAComponent | 2000-M4-03 | 3 | Release | Each | 54.0 | FLAT WASHER - NORMAL SERIES, ISO 7089, M4 CLASS 200H STEEL, ZINC PLATED RoHS FASTENER | 24140-M4/-/PWSTWA/TC1/DIN125 10487-2000-M4-03 A0996-BN 343 M4 CR6+FREE 24432-11103691 11060-M4NWSFSTZ6/125ATP | TR FORMAC DIV OF TR FASTENINGS OHTA BOSSARD FASTENAL ANIXTER | STM
3971 | 7 | 5 |  | CTAComponent | 1010-M3C008-14 | 1 | Release | Each | 2.0 | Phillips Flat Head Screw, ISO 7046, M3-0.5, X8mm Long, Grade 4.8 Steel, Zinc Plated, RoHS Fastener | 20589-10948-03502 11060-M3C8MXFSTZ6/965A | FASTENAL COMPANY ANIXTER | STM
3972 | 7 | 9 |  | CTAComponent | 5439736 | 1 | Release | Each | 2.0 | Foot cable bundler |  |  | CCX
3973 | 7 | 14 |  | CTAComponent | 5449387 | 1 | Release | Each | 2.0 | Workstation limiter |  |  | CCX
3974 | 7 | 15 |  | CTAAssembly | 5449388 | 1 | Release | Each | 1.0 | Cabinet door |  |  | CCX
3975 | 8 | 1 |  | CTAComponent | 5441349 | 1 | Release | Each | 1.0 | Cabinet door cover |  |  | CCX
3976 | 8 | 2 |  | CTAComponent | 5457198 | 1 | Release | Each | 2.0 | Cabinet door holder |  |  | CCX
3977 | 7 | 12 |  | CTAComponent | 5446200 | 1 | Release | Each | 1.0 | Copper grounding bar |  |  | CCX
3978 | 7 | 10 |  | CTAComponent | 5440503 | 2 | Release | Each | 1.0 | Electric component bracket |  |  | CCX
3979 | 7 | 13 |  | CTAComponent | 5446201 | 2 | Release | Each | 2.0 | caster |  |  | CCX
3980 | 7 | 11 |  | CTAAssembly | 5499826 | 1 | Release | Each | 1.0 | Cabinet rear cover |  |  | CCX
3981 | 8 | 2 |  | CTAComponent | 5496758 | 1 | Release | Each | 1.0 | Cabinet rear cover rib |  |  | CCX
3982 | 8 | 1 |  | CTAComponent | 5450648 | 1 | Release | Each | 1.0 | Cabinet rear cover plate |  |  | CCX
3983 | 7 | 16 |  | CTAComponent | 5451426 | 2 | Release | Each | 2.0 | caster with brake |  |  | CCX
3984 | 7 | 17 |  | CTAComponent | 5452025 | 1 | Release | Each | 4.0 | Cable Gate |  |  | CCX
3985 | 7 | 18 |  | CTAComponent | 5454748 | 1 | Release | Each | 1.0 | Locking plate |  |  | CCX
3986 | 7 | 19 |  | CTAComponent | 5459475 | 1 | Release | Each | 1.0 | Top cable bundler |  |  | CCX
3987 | 7 | 21 |  | CTAComponent | 5462481 | 1 | Release | Each | 1.0 | Cabinet left cover plate |  |  | CCX
3988 | 7 | 23 |  | CTAComponent | 5491219 | 1 | Release | Each | 4.0 | pad |  |  | CCX
3989 | 7 | 22 |  | CTAComponent | 5491152 | 1 | Release | Each | 1.0 | Switch power bracket |  |  | CCX
3990 | 7 | 20 |  | CTAComponent | 5460240 | 2 | Release | Each | 1.0 | Lock |  |  | CCX
3991 | 7 | 24 |  | CTAAssembly | 5491221 | 3 | Release | Each | 1.0 | Cabinet frame |  |  | CCX
3992 | 8 | 1 |  | CTAComponent | 5437395 | 2 | Release | Each | 1.0 | Cabinet frame base |  |  | CCX
3993 | 8 | 3 |  | CTAComponent | 5449847 | 1 | Release | Each | 1.0 | Cabinet frame rear beam |  |  | CCX
3994 | 8 | 2 |  | CTAComponent | 5439738 | 1 | Release | Each | 1.0 | Cabinet frame front beam |  |  | CCX
3995 | 8 | 7 |  | CTAComponent | 5497941 | 1 | Release | Each | 18.0 | nut block for column |  |  | CCX
3996 | 8 | 6 |  | CTAComponent | 5497940 | 1 | Release | Each | 2.0 | nut block for column |  |  | CCX
3997 | 8 | 5 |  | CTAComponent | 5495367 | 2 | Release | Each | 1.0 | Workstation install base |  |  | CCX
3998 | 8 | 4 |  | CTAComponent | 5491226 | 1 | Release | Each | 2.0 | Caster install base |  |  | CCX
3999 | 8 | 8 |  | CTAComponent | 5500903 | 1 | Release | Each | 2.0 | PS800R cabinet caster install plate |  |  | CCX
4000 | 7 | 26 |  | CTAComponent | 5495366 | 1 | Release | Each | 1.0 | Door adjuster |  |  | CCX
4001 | 7 | 25 |  | CTAAssembly | 5491227 | 1 | Release | Each | 2.0 | Cabinet door bracket |  |  | CCX
4002 | 8 | 1 |  | CTAComponent | 5439737 | 1 | Release | Each | 1.0 | Cabinet door bracket base |  |  | CCX
4003 | 8 | 2 |  | CTAComponent | 5491233 | 1 | Release | Each | 1.0 | Cabinet door bracket connector |  |  | CCX
4004 | 8 | 3 |  | CTAComponent | 5491234 | 1 | Release | Each | 1.0 | Cabinet door shaft |  |  | CCX
4005 | 7 | 30 |  | CTAComponent | 1000-M6C014-04 | 1 | Release | Each | 16.0 | Hexagon Socket Head Cap Screw, M6-1, X14mm Long, Grade 8.8 Steel, Zinc Plated, RoHS Fastener | 10487-1000-M6C014-04 | OHTA | STM
4006 | 7 | 29 |  | CTAComponent | C2106-M6-02 | 3 | Release | Each | 21.0 | Spring Lock Washer, M6, Zinc plated, Rohs Fastener | 24140-C2106-M6-02 | TR FORMAC DIV OF TR FASTENINGS | HLE
4007 | 7 | 28 |  | CTAComponent | C2106-M4-02 | 3 | Release | Each | 54.0 | Spring Lock Washer, M4, Zinc plated, Rohs Fastener | 24140-C2106-M4-02 | TR FORMAC DIV OF TR FASTENINGS | HLE
4008 | 5 | 7 |  | CTAComponent | 5462293 | 2 | Release | Each | 1.0 | Switch Power |  |  | CCX
4009 | 5 | 11 |  | CTAComponent | C2106-M4-02 | 3 | Release | Each | 1.0 | Spring Lock Washer, M4, Zinc plated, Rohs Fastener | 24140-C2106-M4-02 | TR FORMAC DIV OF TR FASTENINGS | HLE
4010 | 5 | 10 |  | CTAComponent | 3000-M4C-04 | 5 | Release | Each | 1.0 | Hexagon Nut, ISO4032, M4-0.7, Grade 8 Steel, Zinc Plated, RoHS Fastener | 24140-M4/-/HFH8-/TC1D/DIN934 A0996-BN117 M4 CR6+FREE 20589-10948-03686 11060-M4CNFHC7Z6/934 | TR FORMAC DIV OF TR FASTENINGS BOSSARD FASTENAL COMPANY ANIXTER | STM
4011 | 5 | 6 |  | CTAComponent | 5452637 | 3 | Release | Each | 1.0 | Cabinet Power Harness |  |  | HLE
4012 | 5 | 1 |  | CTAComponent | 5132190 | 1 | Release | Each | 1.0 | Thales PCU and PCU power cable. For TH800 and TH800 |  |  | HLE
4013 | 5 | 8 |  | CTAAssembly | 5473934 | 5 | Release | Each | 1.0 | IF Board Assembly |  |  | CCX
4014 | 6 | 2 |  | CTACircuitBoard | 5436648 | 4 | Release | Each | 1.0 | Precision THUNIS-800+ IF board |  |  | CCX
4015 | 7 |  | C53 | CTAOOC | 2183937-3 | 2 | Standard | Each | 1.0 | CAPA TANT 2,2UF 10% 35V 3528 | 08390-T491B225K035AT 19214-TAJB225K035RNJ | KEMET AVX/KYOCERA | STE
4016 | 7 |  | J8, J10 | CTAOOC | 2137666-4 | 0 | Not Recommended | Each | 2.0 | CONNECTOR 5 CONTACTS 600 VOLTS 3 AMP SINGLE ROW .125~ STRAIGHT HEADER WITH POLARIZATION SLOTS | 01525 70545-0039 | MOLEX | CXR
4017 | 7 |  | J5 | CTAOOC | 2213608-2 | 6 | Standard | Each | 1.0 | CONNEC SUBD 15C PWB STR RECEP+440LK | 00214-D15S24A6GV00LF 10099-09 66 251 5513 | FCI HARTING | STE
4018 | 7 |  | C54 | CTAOOC | 2235239 | 3 | Standard | Each | 1.0 | CAPACITOR X7R 2.2NF 10 PERCENT 50V 0603 | 18981-VJ0603Y222KXA 11962-CC0603KRX7R9BB222 03041-C1608X7R1H222K | VISHAY YAGEO TDK | STE
4019 | 7 |  | J17 | CTAOOC | 2213608-3 | 7 | Standard | Each | 1.0 | CONNEC SUBD 25C PWB STR RECEP+440LKC | 10099-09 66 351 5513 00214-D25S24A6GV00LF | HARTING FCI | STE
4020 | 7 |  | J7 | CTAOOC | 2213607-4 | 8 | Standard | Each | 1.0 | CONNEC SUBD 37C PWB STR PLUG+440LK | 00214-D37P24A6GV00LF 10099-09 65 461 5713 | FCI HARTING | STE
4021 | 7 |  | J3, J4 | CTAOOC | 2213607-3 | 8 | Standard | Each | 2.0 | CONNEC SUBD 25C PWB STR PLUG+440LK | 00214-D25P24A6GV00LF 10099-09 65 361 5713 | FCI HARTING | STE
4022 | 7 |  | J14 | CTAOOC | 2186198-9 | 2 | Standard | Each | 1.0 | CONNECTOR 5.08MM MSTBA, 1X5POS HEADER, RIGHT ANGLE, TINNED, PWB2.4 | 11675 1757271 18996-796638-5 | PHOENIX CONTACTS TE CONNECTIVITY | STE
4023 | 7 |  | C49, C56, C60 | CTAOOC | 2298052 | 5 | Standard | Each | 3.0 | U6203CS CAPACITOR FIXED 100 uFARADS | 07092-EEEHA1C101WP 06533-UWZ1C101MCL1GB | PANASONIC NICHICON CORPORATION | STE
4024 | 7 |  | PS1 | CTAOOC | 2252400-4 | 1 | Restricted | Each | 1.0 | POWER SUPPLY 5 VOLTS 306m AMPS 5 VOL REGULATED, 1000V ISOLATION, SO-28 | 00495-DCR010505UE4 | TEXAS INSTRUMENTS | STE
4025 | 7 |  | S2 | CTAOOC | 2253364-2 | 3 | Not Recommended | Each | 1.0 | SURFACE MOUNT DIP SWITCH, 4 POSITION GULL WING WITH POLYIMIDE TAPE SEAL MACHINE-INSERTABLE. WARNING: Unknown Whisker Risk | 05229-90HBW04PRT 00031-219004MST | GRAYHILL CTS CORP | STE
4026 | 7 |  | U18 | CTAOOC | 2276618-3 | 1 | Not Recommended | Each | 1.0 | PROGRAMMABLE LOGIC DEVICE FPGA | 10208-EP1K100QC208-3N | ALTERA | STE
4027 | 7 |  | DS32-DS38 | CTAOOC | 2279219-3 | 1 | Standard | Each | 7.0 | LED YEL LTST-C190Y 0603 SMD | 09050 AY1111C 00941 HSMY-C190 11520 LTST-C190YKT 18802 AP1608YC | STANLEY ELECTRIC CO LTD AVAGO TECHNOLOGIES LITE-ON KINGBRIGHT | STE
4028 | 7 |  | DS1-DS31 | CTAOOC | 2279219-2 | 1 | Standard | Each | 31.0 | LED GREEN LTST-C190G 0603 SMD | 18802 AP1608SGC 00941 HSMG-C190 11520 LTST-C190GKT 09050 PG1111C | KINGBRIGHT AVAGO TECHNOLOGIES LITE-ON STANLEY ELECTRIC CO LTD | STE
4029 | 7 |  | U19, U20 | CTAOOC | 2246237-2 | 3 | Standard | Each | 2.0 | DRIVER-RECEIVER UART WITH 16 BYTE FIFO 3.3-5V SUPPLY, 48-TQFP NOTE ONLY TI PART HAS AUTOFLOW CNTRL | 00495-TL16C550CPTG4 ZZE10-ST16C550CQ48-F | TEXAS INSTRUMENTS EXAR | STE
4030 | 7 |  | U13 | CTAOOC | 2240583 | 1 | Standard | Each | 1.0 | CONFIGURATION SERIAL EPROM, 2M FLASH | 10208-EPC2LC20N | ALTERA | STE
4031 | 7 |  | C13-C18, C20, C21, C55 | CTAOOC | 2240282-7 | 3 | Standard | Each | 9.0 | CAPA X7R 1UF 10% 25V 1206 | 19214-12063C105KAT 08390 C1206C105K3RAC | AVX/KYOCERA KEMET | STE
4032 | 7 |  | J13 | CTAOOC | 46-230149P2 | 2 | Restricted | Each | 1.0 | CONNECTOR COAXIAL, BNC 50 OHM, STRAIGHT RECEPTACLE, PWB, METAL BODY, GOLD CONTACT, NICKEL PLATE OVER BRASS. MOUNTS TO CIRCUIT BOARD WITH SOLDER MOUNTING POSTS. DOES NOT COME WITH MOUNTING HW. MUST SPEC: WASHER 46-287874P1 AND HEX NU 46-230097P1 | 18996-5227673-1 | TE CONNECTIVITY | STE
4033 | 7 |  | S1 | CTAOOC | 46-257883P1 | 6 | Standard | Each | 1.0 | SWITCH, MOMENTARY PUSH BUTTON, SPST NO, R.A. HORIZONTAL, 0.4VA at 20VAC-DC, 100MA MAX, PWB THRU HOLE | 03368 EP11SD1ABE 11624-AB11AH-RO 11624-AB11AH | C&K COMPONENTS NKK SWITCHES NKK SWITCHES | STE
4034 | 7 |  | J9 | CTAOOC | 46-221802P9 | 1 | Not Recommended | Each | 1.0 | CONNECTOR_NEW 6 POSITION PIN HEADER TIN PLATING, POWER CONNECTOR. WARNING: Unknown Whisker Risk | 18996-640500-5 | TE CONNECTIVITY | STE
4035 | 7 |  | C47, C58 | CTAOOC | 2378166 | 4 | Standard | Each | 2.0 | U6211CS CAPACITOR FIXED 10U FARADS | 06533-UWZ1V100MCL1GB 07092-EEEHA1V100R 10220-EMVE350ADA100ME55G | NICHICON CORPORATION PANASONIC CHEMI-CON | STE
4036 | 7 |  | J6 | CTAOOC | 2407021 | 0 | Not Recommended | Each | 1.0 | U0138FD CONNECTOR_NEW D-SUB 9 EACH | 00234 787176-1 00214 D09P91C6PV00 | TE CONNECTIVITY / AMP FCI | YEN
4037 | 7 |  | J15 | CTAOOC | 46-221703P17 | 4 | Restricted | Each | 1.0 | CONNECTOR, 2.54MM, 2X25POS, STRAIGHT, LONG LATCHES, 4-WALL AMP PART IS RESTRICTED DUE TO THE FACT THAT IT REQUIRES A .250 LONG SCREW TO RETAIN IT. | 00266-N3433-6303RB | 3M (MINNESOTA MINING MFG) | STE
4038 | 7 |  | J2 | CTAOOC | 2374435-2 | 1 | Restricted | Each | 1.0 | CONNECTOR_NEW D-SUB PLASTIC SHELL 9 PIN VERTICAL RECEPTACLE | 18996-5745076-4 | TE CONNECTIVITY | STE
4039 | 7 |  | J1 | CTAOOC | 2328273 | 0 | Restricted | Each | 1.0 | CONNEC 3/U-FIT 2X3C R-A HEADER | 01525 43045-0600 | MOLEX | EUR
4040 | 7 |  | R3-R9, R25-R27, R46, R49, R62, R65, R77-R80, R82, R83, R86, R87, R94, R95, R98, R99, R106, R110-R112, R125-R130, R132, R133, R139-R219, R229-R231, R238-R248 | CTAOOC | 46-312792P124 | 5 | Standard | Each | 133.0 | RESISTOR 4.99k OHMS 1 % .125 WATTS | 11962-RC0805FR-074K99L 18981-CRCW08054K99FKE 06725-RK73H2ATTD4991F 00006-WCR0805LF4991F 05498-MC08054991FTW 02254-MCR10EZPF4991 | YAGEO VISHAY KOA IRC RCD COMPONENTS INC. ROHM | STE
4041 | 7 |  | R10-R24, R30-R44, R50-R61, R220-R228 | CTAOOC | 46-312792P127 | 5 | Standard | Each | 51.0 | RESISTOR 6.81k OHMS 1 PERCENT .125 WATTS | 11962-RC0805FR-076K81L 05498-MC08056811FTW 00006-WCR0805LF6811F 06725-RK73H2ATTD6811F 18981-CRCW08056K81FKE 02254-MCR10EZPF6811 | YAGEO RCD COMPONENTS INC. IRC KOA VISHAY ROHM | STE
4042 | 7 |  | R1, R2, R81, R84, R85, R88-R93, R96, R97, R100-R104, R113-R120, R122-R124, R134-R137, R232-R235 | CTAOOC | 46-312792P17 | 2 | Standard | Each | 37.0 | RESISTOR 475 OHMS 1 % .125 WATTS 100V 0805 CASE SIZE THICK FILM +-100 PPM/C | 11962-RC0805FR-07475RL 00006-WCR0805LF4750F 18981-CRCW0805475RFKE 05498-MC08054750FTW | YAGEO IRC VISHAY RCD COMPONENTS INC. | STE
4043 | 7 |  | R48 | CTAOOC | 46-312792P18 | 2 | Standard | Each | 1.0 | RESISTOR 10 OHMS 1 PERCENT .125 WATTS SURFACE MOUNTING 100PPM/DEG C 100V L .079 W .050 T .018 | 18981-CRCW080510R0FKE 11962-RC0805FR-0710RL 05498-MC080510R0FTW 00006-WCR0805LF10R0F | VISHAY YAGEO RCD COMPONENTS INC. IRC | STE
4044 | 7 |  | R28, R29, R45, R47, R63, R64, R66-R69 | CTAOOC | 46-312792P13 | 4 | Standard | Each | 10.0 | RESISTOR 1k OHMS 1 PERCENT .125 WATTS 0805 CASE SIZE | 11623-NRC10F1001TRF 05498-MC08051001FTW 18981-CRCW08051K00FKE 06725-RK73H2ATTD1001F 00006-WCR0805LF1001F | NIC COMPONENTS CORPORATION RCD COMPONENTS INC. VISHAY KOA IRC | STE
4045 | 7 |  | TP1-TP14 | CTAOOC | 46-301752P5 | 3 | Standard | Each | 14.0 | CONNECTOR 1 CONTACTS SURFACE MOUNT PRINTED CIRCUIT TEST POINTS | 04947 5016 ZZC70-TP-107-02-1-T | KEYSTONE ELECTRONICS CORP COMPONENTS CORPORATION | STE
4046 | 7 |  | K1-K10 | CTAOOC | 46-312336P2 | 3 | Standard | Each | 10.0 | RELAY SMD, DPDT, 5V SINGLE SIDE STABLE COIL, 5V, SURFACE MOUNT, 2 FORM C, TQ2SA-5V | 07092-TQ2SA-5V | PANASONIC | STE
4047 | 7 |  | J11 | CTAOOC | 46-289446P7 | 1 | Restricted | Each | 1.0 | CONNECTOR 2 CONTACTS 250 VOLTS 3 AMP SINGLE ROW, RIGHT ANGLE LOW PROFILE | 01525 70553-0001 | MOLEX | STE
4048 | 7 |  | D1-D31 | CTAOOC | 46-315841P2 | 1 | Standard | Each | 31.0 | SEMICONDUCTOR:DIODE 75 VOLTS 200m AM HIGH CONDUCTANCE LOW LEAKAGE SOT-23 | 18846-BAS116LT1G | ON SEMICONDUCTOR | STE
4049 | 7 |  | C1-C12,C19,C22,C23, C24,C25,C26,C27,C28,C29,C30,C31,C32,C33,C34,C35,C36,C37,C38,C39,C40,C41,C42,C43,C44,C45,C46,C48,C50,C51,C52,C57,C59,C61,C62,C63,C64,C65,C66,C67,C68,C69,C70,C71,C72,C73,C74,C75,C76,C77,C78,C79,C80,C81,C82,C83,C84,C85,C86,C87,C88 | CTAOOC | 2187107-6 | 3 | Not Recommended | Each | 72.0 | CAPACITOR FIXED .1u FARADS 50 VOLTS | 08390 C0805C104K5RAC 07945-CL21B104KBCNNNC | KEMET SAMSUNG | STE
4050 | 7 |  | U11 | CTAOOC | 46-320871P2 | 1 | Restricted | Each | 1.0 | POWER SUPPLY SUPERVISOR WITH RESET SOP8 MAX701 | 07438-MAX701CSA+ | MAXIM INTEGRATED PRODUCTS | STE
4051 | 7 |  | R105 | CTAOOC | 46-312792P57 | 3 | Standard | Each | 1.0 | RESISTOR 100k OHMS 1 PERCENT .125 WATTS 0805 PACKAGE 100 VOLTS | 05498-MC08051003FTW 06725-RK73H2ATTD1003F 18981-CRCW0805100KFKE 00006-WCR0805LF1003F | RCD COMPONENTS INC. KOA VISHAY IRC | STE
4052 | 7 |  | R108, R109 | CTAOOC | 46-312792P7 | 4 | Standard | Each | 2.0 | RESISTOR 10k OHMS 1 PERCENT .125 WATTS SURFACE MOUNTING 0805 PACKAGE 100 PPM/DEGREE C 100V L .079 W .050 T .018 | 11623-NRC10F1002TRF 05498-MC08051002FTW 18981-CRCW080510K0FKE 00006-WCR0805LF1002F 06725-RK73H2ATTD1002F | NIC COMPONENTS CORPORATION RCD COMPONENTS INC. VISHAY IRC KOA | STE
4053 | 7 |  | R107 | CTAOOC | 46-312792P41 | 3 | Standard | Each | 1.0 | RESISTOR 1M OHMS 1 % .125 WATTS | 18981-CRCW08051M00FKE 06725-RK73H2ATTD1004F 00006-WCR0805LF1004F 05498-MC08051004FTW | VISHAY KOA IRC RCD COMPONENTS INC. | STE
4054 | 7 |  | R70-R76, R121, R131, R138, R236, R237 | CTAOOC | 46-312792P187 | 7 | Standard | Each | 12.0 | RESISTOR 200 OHMS 1 PERCENT .125 WATTS | 06725-RK73H2ATTD2000F 18981-CRCW0805200RFKE 00006-WCR0805LF2000F 11962-RC0805FR-07200RL 05498-MC08052000FTW 02254-MCR10EZPF2000 | KOA VISHAY IRC YAGEO RCD COMPONENTS INC. ROHM | STE
4055 | 7 | 1 |  | CTAOOC | 46-311182P1 | 4 | Restricted | Each | 1.0 | 20-PIN PLCC WITHOUT LOCATING POST AMP 20-PIN PLCC SOCKET CHANGED TO PA RT WITH NO LOCATING POST. QF | 18996-822516-3 | TE CONNECTIVITY | STE
4056 | 7 |  | U7,U8,U10,U12,U22,U25,U31 | CTAOOC | 2364058-4 | 1 | Standard | Each | 7.0 | I.C PHOTOCOUP X4 SOL16 4.4MM | 18981-TCMT4100 22942-ACPL-247-560E | VISHAY AVAGO | STE
4057 | 7 | 3 |  | CTAComponent | 516A770P408 | 0 | Release | Each | 2.0 | SCREW SCREW OLD F65D6B1 BLK OX |  |  | CXR
4058 | 7 | 4 |  | CTAComponent | 5343400-2 | 1 | Release | Each | 10.0 | NYLON WAHER, RICHCO NWE-34815-M3 |  |  | HWE
4059 | 7 |  | U1-U6, U9, U14-U17, U21, U24, U26, U29, U30, U32 | CTAComponent | 5483237 | 1 | Release | Each | 17.0 | HEX SCHMITT-TRIGGER INVERTER,TSSOP14 SMT,Countinuous output current up to 50mA. |  |  | CCX
4060 | 7 |  | G1 | CTAComponent | 5483194 | 1 | Release | Each | 1.0 | 6.144M,5V input, 5x7mm SMT,Crystal oscillator. |  |  | CCX
4061 | 7 | 2 |  | CTACircuitBoard | 5450459 | 1 | Release | Each | 1.0 | PWB for Precision THUNIS-800+ IF Board |  |  | HLE
4062 | 7 |  | U23, U27 | CTAOOC | 2114542-2 | 2 | Standard | Each | 2.0 | INT TRANSC 232E SOLP16 .3 SMD | 01649-ADM1181AARWZ | ANALOG DEVICES, INC. | STE
4063 | 7 |  | J16 | CTAOOC | 2137666 | 1 | Standard | Each | 1.0 | CONNECTOR 2 CONTACTS 600 VOLTS 3 AMP SINGLE ROW .120 STRAIGHT HEADER WITH POLARIZATION SLOTS. | 01525 70545-0036 | MOLEX | STE
4064 | 7 |  | Q1-Q3 | CTAOOC | 2111738 | 3 | Standard | Each | 3.0 | SEMICONDUCTOR:TRANSISTOR .5 AMPS 25m | 00495-ULN2803ADWG4 03439-ULN2803AFWG | TEXAS INSTRUMENTS TOSHIBA | STA
4065 | 7 |  | VR2 | CTAOOC | 2105122-4 | 1 | Standard | Each | 1.0 | 2.5 V FIXED VOLTAGE REGULATOR 800 MA INTERNAL OVERCURRENT LIMITING CIRCUITRY, SURFACE MOUNT. | 06921-LT1118CST-2.5#PBF | LINEAR TECHNOLOGY | STE
4066 | 7 |  | J12 | CTAOOC | 2106009-6 | 1 | Restricted | Each | 1.0 | CONNEC LOW-PROF TRANSI 10C HEAD STR | 01940 821-A010P-AM-A00 00214-75869-101LF 00266-N2510-6002RB 10099-09 18 510 6324 18996-5103308-1 | AMPHENOL FCI 3M (MINNESOTA MINING MFG) HARTING TE CONNECTIVITY | STE
4067 | 7 |  | VR1 | CTAOOC | 2105122-2 | 3 | Standard | Each | 1.0 | REGULATOR AND REFERENCE VOLTAGE REGU INTERNAL OVERCURRENT LIMITING CIRCUITRY | 06921-LT1117CST-3.3#PBF 00495-REG1117-3.3G4 00036-LM1117MPX-3.3/NOPB 00495-LM1117MPX-3.3/NOPB | LINEAR TECHNOLOGY TEXAS INSTRUMENTS NATIONAL SEMICONDUCTOR TEXAS INSTRUMENTS | STE
4068 | 6 | 1 |  | CTASoftware | 5473582 | 1 | Release | Each | 1.0 | CONSOLE INTERFACE BOARD FPGA LOGIC |  |  | HLE
4069 | 5 | 4 |  | CTAComponent | 5445936 | 1 | Release | Each | 1.0 | Cabinet Power Terminal Harness |  |  | HLE
4070 | 5 | 3 |  | CTAComponent | 5441129 | 3 | Release | Each | 1.0 | Switch Power |  |  | CCX
4071 | 4 | 6 |  | ECCCollectorPart | 5498550 | 1 | Release | Each | 1.0 | pt800+ console fuse collector |  |  | CCX
4072 | 5 |  | 8A fuse | CTAComponent | 5447604 | 1 | Release | Each | 2.0 | 8A Fuse |  |  | HLE
4073 | 4 | 1 |  | CTAComponent | 5119258-ROHS | 4 | Release | Each | 1.0 | Storm console footswitch assembly |  |  | CCX
4074 | 1 | 20 |  | Parent Catalog | S2000WA | 1 | Release | Each | 1.0 | e-IFU Tech Pub Collector |  |  | SYS
4075 | 2 | 1 |  | Finished Good | A0659WA | 1 | Release | Each | 1.0 | e-IFU Tech Pub Collector |  |  | SYS
4076 | 3 | 2 |  | CTATechnicalPublication | 5473875-199 | 1 | Release | Each | 1.0 | e-IFU Medical Emergency Instructions | 00198-5473875-199 | GE HEALTHCARE | CXR
4077 | 3 | 1 |  | CTATechnicalPublication | 5381970-199 | 1 | Release | Each | 1.0 | Multi-language Operator Documentation Introduction | 00198-5381970-199 | GE HEALTHCARE | CXR
4078 | 1 | 1 |  | Finished Good | S1800JE | 1 | Release | Each | 1.0 | PT800+ 65KW 12IN II SYS |  |  | HLE
4079 | 2 | 1 |  | ECCCollectorPart | 5444843 | 13 | Release | Each | 1.0 | Precision THUNIS-800+ 65KW system with 12 inch II |  |  | CCX
4080 | 3 | 12 |  | ECCCollectorPart | 5480083 | 4 | Release | Each | 1.0 | Accessories for Precision THUNIS-800+ |  |  | CCX
4081 | 4 | 2 |  | CTAComponent | 5438938 | 1 | Release | Each | 50.0 | NYLON BINDING TIE CLAMP HellermannTyton T-50L tie wrap 383x4.8mm Max Bundle Dia 105mm |  |  | HLE
4082 | 4 | 5 |  | CTAAssembly | 5443544 | 4 | Release | Each | 4.0 | Dolly Assembly |  |  | CCX
4083 | 5 | 2 |  | CTAComponent | 5129829 | 1 | Release | Each | 1.0 | FOOT WHWWL |  |  | HLE
4084 | 5 | 1 |  | CTAComponent | 5449645 | 1 | Release | Each | 1.0 | Foot Wheel Bracket |  |  | CCX
4085 | 5 | 3 |  | CTAComponent | 1000-M12C020-04 | 2 | Release | Each | 3.0 | Hexagon Socket Head Cap Screw, M12-1.75, X20mm Long, Grade 8.8 Steel, Zinc Plated, RoHS Fastener | 20589-10948-03245 11060-M12C20KCSC9Z6/912 10487-1000-M12C020-04 | FASTENAL COMPANY ANIXTER OHTA | STM
4086 | 4 | 4 |  | CTAOOC | 5310219 | 1 | Standard | Each | 1.0 | Ferrite split core snap-on 28A5131-0A2 | 10309-28A5131-OA2 | STEWARD | EVS
4087 | 4 | 1 |  | CTAComponent | 5461759 | 1 | Release | Each | 50.0 | NYLON BINDING TIE CLAMP KSS CV-180 tie wrap 180x3.6mm Max Bundle Dia 46mm |  |  | HLE
4088 | 4 | 3 |  | ECCCollectorPart | 5448457 | 3 | Release | Each | 1.0 | Fuse collector |  |  | HLE
4089 | 5 | 1 |  | CTAComponent | 5447604 | 1 | Release | Each | 2.0 | 8A Fuse |  |  | HLE
4090 | 5 | 4 |  | CTAComponent | 5449858 | 1 | Release | Each | 1.0 | 4A Fuse |  |  | HLE
4091 | 5 | 3 |  | CTAComponent | 5438741 | 1 | Release | Each | 2.0 | 10A fuse |  |  | HLE
4092 | 5 | 2 |  | CTAComponent | 5438743 | 1 | Release | Each | 2.0 | 2A fuse |  |  | HLE
4093 | 4 | 7 |  | CTAComponent | 5445416-3 | 1 | Release | Each | 2.0 | AVID PRODUCTS STEEL P-CLAMP or R-clamp DIA7.9, WIDE9.7,19243 SCP-5-323-203 |  |  | HLE
4094 | 3 | 7 |  | CTAComponent | 5438408 | 2 | Release | Each | 1.0 | 19 inch mono displayer |  |  | CCX
4095 | 3 | 1 |  | CTAAssembly | 5443244 | 13 | Release | Each | 1.0 | PSPT800 positioning table for Precision THUNIS-800+ |  |  | CCX
4096 | 4 | 2 |  | CTAAssembly | 5479709 | 1 | Release | Each | 1.0 | Table front cover and key board assembly |  |  | HLE
4097 | 5 | 2 |  | CTACircuitBoard | 5450689 | 4 | Release | Each | 1.0 | PT800+ Key Board PWA |  |  | HLE
4098 | 6 |  | J3 | CTAOOC | 2258543-2 | 1 | Restricted | Each | 1.0 | CONNEC 2,54 70555 8C HEADER R.A | 01525 70555-0077 18996-5-103904-7 | MOLEX TE CONNECTIVITY | STE
4099 | 6 |  | S1-S10 | CTAComponent | 5446770 | 1 | Release | Each | 10.0 | short-travel keyswitch |  |  | HLE
4100 | 6 |  | J1 | CTAOOC | 2124292-5 | 1 | Restricted | Each | 1.0 | CONNECT TRANSIT 26C HEADER RIGHT ANG | 00214-75867-105LF 01940-821-A026P-AF-C00 00266-N2526-5002RB 10099-09 18 526 6323 | FCI AMPHENOL 3M (MINNESOTA MINING MFG) HARTING | STE
4101 | 6 |  | R1,R2 | CTAOOC | 2285457-29 | 1 | Standard | Each | 2.0 | RESISTOR 2.2k OHMS 5 % 500m WATTS | 11962-RC2010JK-072K2L 18981-CRCW20102K20JNE 00006-WCR2010LF222J 02254-MCR50JZHJ222 06725-RK73B2HTTE222J | YAGEO VISHAY IRC ROHM KOA | STE
4102 | 6 |  | J2 | CTAOOC | 46-275208P3 | 2 | Restricted | Each | 1.0 | 004 CONT PCB MOUNT HSG RT ANGLE | 01525-70555-0073 | MOLEX | STE
4103 | 6 |  | PWB | CTACircuitBoard | 5454811 | 1 | Release | Each | 1.0 | PT800+ Key Board PWB |  |  | HLE
4104 | 6 |  | CR1,CR2 | CTAOOC | 5391885 | 1 | Restricted | Each | 2.0 | PROTECTION TRANSIENT SUPPRESSOR, 300W, 24V, SOT23-6 | 21202-SMS24C.TCT | SEMTECH | STE
4105 | 5 | 1 |  | CTAAssembly | 5438729 | 3 | Release | Each | 1.0 | Table Front Cover Assembly |  |  | HLE
4106 | 6 | 5 |  | CTAComponent | 5437142 | 4 | Release | Each | 1.0 | Table Emergency button and cable |  |  | CCX
4107 | 6 | 10 |  | CTAComponent | 5458480 | 1 | Release | Each | 1.0 | Table Key board Cable 1 |  |  | HLE
4108 | 6 | 13 |  | CTAComponent | 5437918 | 1 | Release | Each | 1.0 | Table tilt Angle LCM ground cable |  |  | HLE
4109 | 6 | 15 |  | CTAComponent | 5455340 | 1 | Release | Each | 1.0 | Table Key board ground cable |  |  | HLE
4110 | 6 | 14 |  | CTAComponent | 5449151 | 1 | Release | Each | 1.0 | Table tilt Angle LCM cable |  |  | HLE
4111 | 6 | 7 |  | CTAComponent | 5439531 | 1 | Release | Each | 1.0 | Cover For Angle Meter |  |  | HLE
4112 | 6 | 2 |  | CTAComponent | 5444323 | 3 | Release | Each | 1.0 | Table Film |  |  | CCX
4113 | 6 | 1 |  | CTAComponent | 5458520 | 4 | Release | Each | 1.0 | Table Front Cover |  |  | CCX
4114 | 6 | 6 |  | CTAAssembly | 5449190 | 2 | Release | Each | 1.0 | Protecting Cover Assembly |  |  | HLE
4115 | 7 | 1 |  | CTAComponent | 5460213 | 2 | Release | Each | 1.0 | angle metre ring |  |  | HLE
4116 | 7 | 3 |  | CTAComponent | 5439713 | 1 | Release | Each | 1.0 | Bracket Board |  |  | HLE
4117 | 7 | 4 |  | CTAComponent | 5457197 | 1 | Release | Each | 4.0 | Isolated Pole |  |  | HLE
4118 | 7 | 2 |  | CTAComponent | 5438149 | 1 | Release | Each | 1.0 | Glass Cover Board |  |  | HLE
4119 | 7 | 6 |  | CTAComponent | 1010-M3C006-14 | 1 | Release | Each | 2.0 | Phillips Flat Head Screw, ISO 7046, M3-0.5, X6mm Long, Grade 4.8 Steel, Zinc Plated, RoHS Fastener | 20589-10948-03501 11060-M3C6MXFSTZ6/965A | FASTENAL COMPANY ANIXTER | STM
4120 | 7 | 5 |  | CTAComponent | 5459815 | 2 | Release | Each | 1.0 | Angle LCM |  |  | HLE
4121 | 7 | 7 |  | CTAComponent | C1213-M3C016-14 | 1 | Release | Each | 4.0 | GB_T 9074.8，M3x16mm，Grade 4.8 Steel，Zinc finish，RoHS Fastener | 25114-M3/16/PPSTPS/TC1/GB9074.8 | TR FORMAC SHANGHAI PTE LTD | HLE
4122 | 6 | 16 |  | CTAComponent | 5457708 | 1 | Release | Each | 1.0 | Table Key board ground cable 1 |  |  | HLE
4123 | 6 | 9 |  | CTAComponent | 5448614 | 1 | Release | Each | 1.0 | Joint Board |  |  | HLE
4124 | 6 | 8 |  | CTAComponent | 5445376 | 1 | Release | Each | 2.0 | L Joint |  |  | HLE
4125 | 6 | 3 |  | CTAComponent | 5440272 | 2 | Release | Each | 1.0 | Base For Emergency Switch |  |  | HLE
4126 | 6 | 12 |  | CTAComponent | C1213-M4C025-14 | 1 | Release | Each | 8.0 | GB_T 9074.8，M4x25mm，Grade 4.8 Steel，Zinc finish，RoHS Fastener | 25114-M4/25/PPSTPS/TC1/GB9074.8 | TR FORMAC SHANGHAI PTE LTD | HLE
4127 | 6 | 11 |  | CTAComponent | C1213-M3C010-14 | 1 | Release | Each | 20.0 | GB_T 9074.8，M3x10mm，Grade 4.8 Steel，Zinc finish，RoHS Fastener | 25114-M3/10/PPSTPS/TC1/GB9074.8 | TR FORMAC SHANGHAI PTE LTD | HLE
4128 | 4 | 5 |  | CTAAssembly | 5459270 | 4 | Release | Each | 1.0 | Tube cover assembly for A196 |  |  | CCX
4129 | 5 | 1 |  | CTAComponent | 5436865 | 1 | Release | Each | 1.0 | Front cover |  |  | CCX
4130 | 5 | 4 |  | CTAComponent | 5445371 | 1 | Release | Each | 1.0 | Angle meter bracket |  |  | CCX
4131 | 5 | 3 |  | CTAComponent | 5449362 | 1 | Release | Each | 1.0 | Left cover |  |  | CCX
4132 | 5 | 6 |  | CTAComponent | 5459445 | 1 | Release | Each | 1.0 | Shaft |  |  | CCX
4133 | 5 | 5 |  | CTAAssembly | 5440480 | 1 | Release | Each | 1.0 | Bearing bracket |  |  | CCX
4134 | 6 | 2 |  | CTAComponent | 5437367 | 1 | Release | Each | 1.0 | Bearing base |  |  | CCX
4135 | 6 | 1 |  | CTAComponent | 5460209 | 1 | Release | Each | 1.0 | Mounting plate |  |  | CCX
4136 | 5 | 2 |  | CTAComponent | 5438925 | 1 | Release | Each | 1.0 | Right cover |  |  | CCX
4137 | 5 | 8 |  | CTAComponent | 5461751 | 1 | Release | Each | 1.0 | Balancing block |  |  | CCX
4138 | 5 | 10 |  | CTAComponent | 5445366 | 1 | Release | Each | 2.0 | Tube ring |  |  | CCX
4139 | 5 | 9 |  | CTAComponent | 5457937 | 1 | Release | Each | 2.0 | Side cover bracket |  |  | CCX
4140 | 5 | 7 |  | CTAComponent | 5445372 | 1 | Release | Each | 1.0 | Balancing block bracket |  |  | CCX
4141 | 5 | 12 |  | CTAComponent | 5453907 | 1 | Release | Each | 1.0 | Dial |  |  | CCX
4142 | 5 | 14 |  | CTAComponent | 5441313 | 1 | Release | Each | 1.0 | Bearing NSK 696 |  |  | CCX
4143 | 5 | 13 |  | CTAAssembly | 5492692 | 1 | Release | Each | 1.0 | Front logo |  |  | CCX
4144 | 6 | 2 |  | CTAComponent | 5492691 | 1 | Release | Each | 1.0 | Disc frame |  |  | CCX
4145 | 6 | 1 |  | CTAComponent | 5492690 | 2 | Release | Each | 1.0 | Transparent disc |  |  | CCX
4146 | 5 | 11 |  | CTAComponent | 5436070 | 1 | Release | Each | 2.0 | Side logo |  |  | CCX
4147 | 5 | 15 |  | CTAComponent | 1000-M3C010-04 | 4 | Release | Each | 2.0 | Hexagon Socket Head Cap Screw, ISO 4762, M3-0.5, X10mm Long, Grade 8.8 Steel, Zinc Plated, RoHS Fastener | 20589-10948-03226 10487-1000-M3C010-04 24140-M3/10/SOHTCS/TC1D/DIN912 11060-M3C10KCSC9Z6/912 A0996-BN 4 M3 X 10mm CR6+FREE | FASTENAL COMPANY OHTA TR FORMAC DIV OF TR FASTENINGS ANIXTER BOSSARD | STM
4148 | 5 | 18 |  | CTAComponent | 1010-M3C006-14 | 1 | Release | Each | 4.0 | Phillips Flat Head Screw, ISO 7046, M3-0.5, X6mm Long, Grade 4.8 Steel, Zinc Plated, RoHS Fastener | 20589-10948-03501 11060-M3C6MXFSTZ6/965A | FASTENAL COMPANY ANIXTER | STM
4149 | 5 | 19 |  | CTAComponent | 2000-M3-03 | 2 | Release | Each | 2.0 | WASHER PLAIN - LARGE 3.2 MM 7 MM , HV200, Steel, Zinc plate RoHS Washer | 10487-2000-M3-03 23983-6083737 24140-200-M3-03 | OHTA BOSSARD CHINA TR FORMAC DIV OF TR FASTENINGS | STM
4150 | 5 | 17 |  | CTAComponent | 1003-M4C005-31 | 1 | Release | Each | 2.0 | Hexagon Socket Button Head Screw, M4-0.7, X5mm Long, A2-70 Stainless Steel, Passivate, RoHS Fastener | 11060-M4C5KBCSJ/7380 A0996-BN 1593 M4 x 5mm CR6+FREE 24140-M4/5/BHA2MC/PAS/ISO7380 | ANIXTER BOSSARD TR FORMAC DIV OF TR FASTENINGS | STM
4151 | 5 | 16 |  | CTAComponent | 1000-M4C008-04 | 6 | Release | Each | 18.0 | Hexagon Socket Head Cap Screw, ISO 4762, M4-0.7, X8mm Long, Grade 8.8 Steel, Zinc Plated, RoHS Fastener | 20589-10948-03230 11060-M4C8KCSC9Z6/912 10487-1000-M4C008-04 A0996-BN 4 M4 X 8mm CR6+FRE 24140-M4/8/SOHTCS/TC1D/ISO4762 | FASTENAL COMPANY ANIXTER OHTA BOSSARD TR FORMAC DIV OF TR FASTENINGS | STM
4152 | 5 | 22 |  | CTAComponent | C2106-M4-02 | 3 | Release | Each | 18.0 | Spring Lock Washer, M4, Zinc plated, Rohs Fastener | 24140-C2106-M4-02 | TR FORMAC DIV OF TR FASTENINGS | HLE
4153 | 5 | 21 |  | CTAComponent | 2106-M3-05 | 2 | Release | Each | 2.0 | Spring Lock Washer with Flat Ends JIS B1251, M3, Spring Steel, Zinc Plated, Rohs Fastener | 24140-MEP M3/SPSTWA/TC1D/JIS B1251 | TR FORMAC DIV OF TR FASTENINGS | STM
4154 | 5 | 20 |  | CTAComponent | 2000-M4-03 | 3 | Release | Each | 10.0 | FLAT WASHER - NORMAL SERIES, ISO 7089, M4 CLASS 200H STEEL, ZINC PLATED RoHS FASTENER | 24140-M4/-/PWSTWA/TC1/DIN125 10487-2000-M4-03 A0996-BN 343 M4 CR6+FREE 24432-11103691 11060-M4NWSFSTZ6/125ATP | TR FORMAC DIV OF TR FASTENINGS OHTA BOSSARD FASTENAL ANIXTER | STM
4155 | 5 | 24 |  | CTAComponent | 5491729 | 1 | Release | Each | 1.0 | Disk spring 11.8x6.2 |  |  | CCX
4156 | 5 | 23 |  | CTAComponent | 3001-M6C-27 | 3 | Release | Each | 1.0 | Hexagon Thin Nut, ISO4035, M6-1.0, Grade 04 Steel, Zinc Plated, RoHS Fastener | 20589-10948-03713 24140-M6/-/HLST-/TC1D/DIN439B 11060-M6CNFJSTZ6/439B 24140-M6/-/HLST-/TC1/DIN439B A0996-BN124 M6 CR6+FREE | FASTENAL COMPANY TR FORMAC DIV OF TR FASTENINGS ANIXTER TR FORMAC DIV OF TR FASTENINGS BOSSARD | STM
4157 | 4 | 7 |  | CTACircuitBoard | 5444620 | 6 | Release | Each | 1.0 | PT800+ Motor board PWA |  |  | CCX
4158 | 5 |  | C1 | CTAOOC | 46-230002P14 | 1 | Standard | Each | 1.0 | CAPACITOR 1000 UF 63V ALUMINUM ELECTROLYTIC -55 TO 105 DEG C | 07092 EEUFC1J102U 18981-517D108M063EN6AE3 23515-B41851A8108M00 06533-UPW1J102MHD | PANASONIC VISHAY EPCOS NICHICON CORPORATION | STE
4159 | 5 |  | J1 | CTAOOC | 46-296085P3 | 1 | Restricted | Each | 1.0 | CONNECTOR 4 CONTACTS FOR GOLD PLATED CONTACTS SEE 46-2218 60P3. | 18996-641968-1 | TE CONNECTIVITY | STE
4160 | 5 |  | J6 | CTAOOC | 46-278307P6 | 1 | Standard | Each | 1.0 | CONNECTOR HEADER 34 EACH WITH EJECTORS | 00266-N3431-6302RB 18996-5499922-8 | 3M (MINNESOTA MINING MFG) TE CONNECTIVITY | STE
4161 | 5 |  | D1-D3 | CTAOOC | 46-311083P2 | 3 | Standard | Each | 3.0 | BAV70 SWITCHING DIODE DUAL SER SW VR-70V VF-1.25V 200 MA SOT23 | 18846-BAV70LT1G 18889-BAV 70 E6327 18889-BAV70E6327HTSA1 | ON SEMICONDUCTOR INFINEON TECHNOLOGIES AG INFINEON TECHNOLOGIES AG | STE
4162 | 5 |  | R34-R37,R43,R45-R47 | CTAOOC | 46-312792P81 | 6 | Standard | Each | 8.0 | RESISTOR 100 OHMS 1 PERCENT .125 WATTS 100 VOLT 100 PPM TC 0805 PACKAGE | 18981-CRCW0805100RFKE 11962-RC0805FR-07100RL 00006-WCR0805LF1000F 05498-MC08051000FTW 06725-RK73H2ATTD1000F 02254-MCR10EZPF1000 | VISHAY YAGEO IRC RCD COMPONENTS INC. KOA ROHM | STE
4163 | 5 |  | R11-R16,R20-R33,R38-R41,R48-R51 | CTAOOC | 46-312792P127 | 5 | Standard | Each | 28.0 | RESISTOR 6.81k OHMS 1 PERCENT .125 WATTS | 11962-RC0805FR-076K81L 05498-MC08056811FTW 00006-WCR0805LF6811F 06725-RK73H2ATTD6811F 18981-CRCW08056K81FKE 02254-MCR10EZPF6811 | YAGEO RCD COMPONENTS INC. IRC KOA VISHAY ROHM | STE
4164 | 5 |  | R1-R6 | CTAOOC | 46-312792P24 | 3 | Standard | Each | 6.0 | RESISTOR 20k OHMS 1 PERCENT .125 WATTS | 06725-RK73H2ATTD2002F 05498-MC08052002FTW 18981-CRCW080520K0FKE 00006-WCR0805LF2002F | KOA RCD COMPONENTS INC. VISHAY IRC | STE
4165 | 5 |  | J8,J9 | CTAOOC | 2215718 | 1 | Restricted | Each | 2.0 | CONNECTOR_NEW RECTANGULAR, UN 2 EACH | 18996-641964-1 | TE CONNECTIVITY | STE
4166 | 5 |  | R7 | CTAOOC | 2125187-111 | 2 | Restricted | Each | 1.0 | RESISTOR, 4K70, 1Percent, 0.25W, THICK FILM, 100PPM, SMD 1206 | 11962-RC1206FR-074K7L 05498-MC12064701FTW 02254-MCR18EZPF4701 00006-WCR1206LF4701F 00078-CR1206FX4701ELF 10302-RMCF1/8-4.7K-1% 06725-RK73H2BTTD4701F 07092-ERJ8ENF4701 18981-CRCW12064K70FKE 10302-RMCF1206FT4K70 | YAGEO RCD COMPONENTS INC. ROHM IRC BOURNS SEI KOA PANASONIC VISHAY SEI | STE
4167 | 5 |  | J2,J3 | CTAOOC | 2256195-2 | 1 | Standard | Each | 2.0 | CONNECTOR_NEW RECTANGULAR, UN 3 EACH UNIVERSAL MATE-N-LOC INLINE 3 CONTAC | 18996-350789-1 | TE CONNECTIVITY | STE
4168 | 5 |  | J7 | CTAOOC | 2227700-3 | 4 | Standard | Each | 1.0 | CONNECT TRANSIT+LATCH 20C HEADER STR | 18996-2-5499206-4 00266-N3428-6302RB 01940-842-816-2030-435 00214-71918-120LF 10099-09 18 520 5904 | TE CONNECTIVITY 3M (MINNESOTA MINING MFG) AMPHENOL FCI HARTING | STE
4169 | 5 |  | J4,J5 | CTAOOC | 2227700 | 4 | Standard | Each | 2.0 | CONNECTOR 2.54 RIBBON CABLE, 2X05POS HEADER, STRAIGHT, LONG LATCH, 0.8UM GOLD, PWB1.6 | 18996-2-5499206-1 01940-842-816-1030-435S 00266-N3793-6302RB 10099-09 18 510 5904 | TE CONNECTIVITY AMPHENOL 3M (MINNESOTA MINING MFG) HARTING | STE
4170 | 5 |  | K1-K3,K5 | CTAOOC | 2367881 | 1 | Restricted | Each | 4.0 | RELAIS 24V 1T1R 1250VA 380V 5A CIH | 05249-G6B-2114P-US DC24 | OMRON CORPORATION | STE
4171 | 5 |  | K6 | CTAOOC | 2377701-5 | 2 | Standard | Each | 1.0 | RELAY 24VDC COIL, SPST-NO 3KVA 250VAC 12A, PWB | 05249-G2RL-1A DC24 18996-3-1393239-0 | OMRON CORPORATION TE CONNECTIVITY | STE
4172 | 5 |  | U1-U4 | CTAOOC | 2364058-4 | 1 | Standard | Each | 4.0 | I.C PHOTOCOUP X4 SOL16 4.4MM | 18981-TCMT4100 22942-ACPL-247-560E | VISHAY AVAGO | STE
4173 | 5 |  | Coating | CTAComponent | 5491998 | 1 | Release | Each | 1.0 | conformal coating material |  |  | CCX
4174 | 5 |  | PWB | CTACircuitBoard | 5448678 | 2 | Release | Each | 1.0 | PT800+ Motor Board PWB |  |  | CCX
4175 | 5 |  | R8 | CTAOOC | 2396319 | 2 | Standard | Each | 1.0 | RESISTOR 51 OHMS 5 PERCENT 10 WATTS | 00006-PWR-10 51R0 5% LF 18981-CPCC1051R00JE | IRC VISHAY | STE
4176 | 4 | 11 |  | CTAComponent | 5462259 | 1 | Release | Each | 1.0 | Table Board Interface cable2 |  |  | HLE
4177 | 4 | 8 |  | CTAAssembly | 5473932 | 6 | Release | Each | 1.0 | Table Board Assembly |  |  | CCX
4178 | 5 |  | jumper | CTAOOC | 2293523 | 2 | Standard | Each | 1.0 | CONNECTOR_NEW SHUNT 2 EACH | 00543 313 1731 000 40 0 18996-390088-1 19042 CF254-060-1 00214-68786-102LF | KONTEK-COMATEL TE CONNECTIVITY NICOMATIC FCI | STE
4179 | 5 |  | PDL | CTASoftware | 5473940 | 5 | Release | Each | 1.0 | PT800+ Table Board Firmware |  |  | CCX
4180 | 5 |  | PWA | CTACircuitBoard | 5458763 | 4 | Release | Each | 1.0 | PT800+ Table board PWA |  |  | HLE
4181 | 6 |  | PWB | CTACircuitBoard | 5451481 | 1 | Release | Each | 1.0 | PT800+ Table board PWB |  |  | HLE
4182 | 7 |  | J11,J331,J341 | CTAOOC | 46-221703P17 | 2 | Not Recommended | Each | 3.0 | 025 POS 50 CONT .100 SPACING STRAIGHT W/LONG LATCHES 4-WALL AMP PART IS RESTRICTED DUE TO THE FA CT THAT IT REQUIRES A .250 LONG SCRE W TO RETAIN IT. | 00266 3433-6303 00266 3433-6603 02973 IDH-50PK1-S4-TG30 | 3M (MINNESOTA MINING MFG) 3M (MINNESOTA MINING MFG) ROBINSON NUGENT INC | STA
4183 | 7 |  | R53,R132 | CTAOOC | 46-170025P36 | 8 | Not Recommended | Each | 2.0 | RESISTOR 100k OHMS 10 PERCENT .5 WATTS CERMET TOP ADJ 25 TURN. WARNING: Unknown Whisker Risk | 01667-67WR100KLF 18981-T93YA104K 00078-3296W-1-104LF | BI TECHNOLOGIES VISHAY BOURNS | STE
4184 | 7 |  | R47,R49,R204,R205,R207-R210,R212,R213 | CTAOOC | 46-286365P30 | 9 | Restricted | Each | 10.0 | RESISTOR 2k OHMS 1 % .25 WATTS 1206 PACKAGE SURFACE MOUNT | 18981-CRCW12062K00FKE 11962-RC1206FR-072KL 06725-RK73H2BTTD2001F 05498-MC12062001FTW 02254-MCR18EZPF2001 | VISHAY YAGEO KOA RCD COMPONENTS INC. ROHM | STE
4185 | 7 |  | J15 | CTAOOC | 46-278307P6 | 1 | Standard | Each | 1.0 | CONNECTOR HEADER 34 EACH WITH EJECTORS | 00266-N3431-6302RB 18996-5499922-8 | 3M (MINNESOTA MINING MFG) TE CONNECTIVITY | STE
4186 | 7 |  | J1 | CTAOOC | 46-296085P3 | 1 | Restricted | Each | 1.0 | CONNECTOR 4 CONTACTS FOR GOLD PLATED CONTACTS SEE 46-2218 60P3. | 18996-641968-1 | TE CONNECTIVITY | STE
4187 | 7 |  | J2 | CTAOOC | 46-238725P1 | 1 | Restricted | Each | 1.0 | CONNECTOR_NEW HDP-20 SERIES PWB MT | 18996-5745071-4 | TE CONNECTIVITY | STE
4188 | 7 |  | C136 | CTAOOC | 46-302742P8 | 3 | Standard | Each | 1.0 | CAPACITOR FIXED 1u FARADS 35 VOLTS .138L .110W .075H 3528 SURFACE MOUNT DEVICE | 18981-293D105X9035B2TE3 08390-T491B105K035AT | VISHAY KEMET | STE
4189 | 7 |  | D1-D3 | CTAOOC | 46-311083P2 | 3 | Standard | Each | 3.0 | BAV70 SWITCHING DIODE DUAL SER SW VR-70V VF-1.25V 200 MA SOT23 | 18846-BAV70LT1G 18889-BAV 70 E6327 18889-BAV70E6327HTSA1 | ON SEMICONDUCTOR INFINEON TECHNOLOGIES AG INFINEON TECHNOLOGIES AG | STE
4190 | 7 |  | TP0-TP13 | CTAOOC | 46-301752P5 | 3 | Standard | Each | 14.0 | CONNECTOR 1 CONTACTS SURFACE MOUNT PRINTED CIRCUIT TEST POINTS | 04947 5016 ZZC70-TP-107-02-1-T | KEYSTONE ELECTRONICS CORP COMPONENTS CORPORATION | STE
4191 | 7 |  | R6,R7,R124,R133,R151,R174-R178,R180-R183,R189,R199,R200,R202,R203,R216-R219 | CTAOOC | 46-312792P1 | 6 | Standard | Each | 23.0 | RESISTOR 0 OHM 1PERCENT 125MW 0805 JUMPER SURFACE MOUNTING 0 OHM L .079 W .050 T .018 | 18981-CRCW08050000Z0E 06725-RK73Z2AT 05498-ZC0805TW | VISHAY KOA RCD COMPONENTS INC. | STE
4192 | 7 |  | R1-R5,R8,R9,R11,R16,R34-R41,R43-R46,R125,R179,R185-R188,R206 | CTAOOC | 46-312792P11 | 4 | Standard | Each | 28.0 | RESISTOR 2k OHMS 1 % .125 WATTS 100V 100PPM/C | 18981-CRCW08052K00FKE 11623-NRC10F2001TRF 00006-WCR0805LF2001F 06725-RK73H2ATTD2001F 05498-MC08052001FTW | VISHAY NIC COMPONENTS CORPORATION IRC KOA RCD COMPONENTS INC. | STE
4193 | 7 |  | K1,K3-K5 | CTAOOC | 46-312336P3 | 4 | Standard | Each | 4.0 | RELAY AND CONTACTOR DPDT 24 V COIL VOLTAGE, CONTACT RATING OF 110 VDC,125 VAC AT 1 AMP | 07092-TQ2SA-24V | PANASONIC | STE
4194 | 7 |  | R26-R33,R190-R197 | CTAOOC | 46-312792P17 | 2 | Standard | Each | 16.0 | RESISTOR 475 OHMS 1 % .125 WATTS 100V 0805 CASE SIZE THICK FILM +-100 PPM/C | 11962-RC0805FR-07475RL 00006-WCR0805LF4750F 18981-CRCW0805475RFKE 05498-MC08054750FTW | YAGEO IRC VISHAY RCD COMPONENTS INC. | STE
4195 | 7 |  | R12,R51,R52,R66-R91,R93-R123,R147,R173,R184,R198,R201 | CTAOOC | 46-312792P24 | 3 | Standard | Each | 65.0 | RESISTOR 20k OHMS 1 PERCENT .125 WATTS | 06725-RK73H2ATTD2002F 05498-MC08052002FTW 18981-CRCW080520K0FKE 00006-WCR0805LF2002F | KOA RCD COMPONENTS INC. VISHAY IRC | STE
4196 | 7 |  | R48,R50,R211,R214,R215 | CTAOOC | 46-312792P81 | 6 | Standard | Each | 5.0 | RESISTOR 100 OHMS 1 PERCENT .125 WATTS 100 VOLT 100 PPM TC 0805 PACKAGE | 18981-CRCW0805100RFKE 11962-RC0805FR-07100RL 00006-WCR0805LF1000F 05498-MC08051000FTW 06725-RK73H2ATTD1000F 02254-MCR10EZPF1000 | VISHAY YAGEO IRC RCD COMPONENTS INC. KOA ROHM | STE
4197 | 7 |  | R10,R13-R15,R17-R25,R134-R143,R145,R148,R149,R169-R172 | CTAOOC | 46-312792P13 | 4 | Standard | Each | 30.0 | RESISTOR 1k OHMS 1 PERCENT .125 WATTS 0805 CASE SIZE | 11623-NRC10F1001TRF 05498-MC08051001FTW 18981-CRCW08051K00FKE 06725-RK73H2ATTD1001F 00006-WCR0805LF1001F | NIC COMPONENTS CORPORATION RCD COMPONENTS INC. VISHAY KOA IRC | STE
4198 | 7 |  | U1-U12,U27-U29,U31 | CTAOOC | 2118048 | 3 | Restricted | Each | 16.0 | DRIVER-RECEIVER NOT APPLICABLE 4 EAC QUAD LINE RECEIVER DS1489A S014 | 00495-SN75189AD | TEXAS INSTRUMENTS | STE
4199 | 7 |  | J4 | CTAOOC | 2106009-6 | 1 | Restricted | Each | 1.0 | CONNEC LOW-PROF TRANSI 10C HEAD STR | 01940 821-A010P-AM-A00 00214-75869-101LF 00266-N2510-6002RB 10099-09 18 510 6324 18996-5103308-1 | AMPHENOL FCI 3M (MINNESOTA MINING MFG) HARTING TE CONNECTIVITY | STE
4200 | 7 |  | J14 | CTAOOC | 2117073 | 1 | Not Recommended | Each | 1.0 | CONNECTOR 3 CONTACTS HEADER. WARNING: Unknown Whisker Risk | 18996-171825-3 | TE CONNECTIVITY | STE
4201 | 7 |  | U24-U26,U30 | CTAOOC | 2105421 | 1 | Restricted | Each | 4.0 | AMPLIFIER 2 EACH 2 PPM-DEG C 5.2 VOL SINGLE SUPPLY, RAIL TO RAIL LOW POWERFET-INPUT OP AMP | 01649-AD822BRZ | ANALOG DEVICES, INC. | STE
4202 | 7 |  | J12,J43 | CTAOOC | 2137666-7 | 1 | Standard | Each | 2.0 | CONNECTOR 8 CONTACTS 600 VOLTS 3 AMP SINGLE ROW .120 STRAIGHT HEADER WITH POLARIZATION SLOTS. | 01525 70545-0042 | MOLEX | STE
4203 | 7 |  | J7,J42 | CTAOOC | 2137666-5 | 1 | Standard | Each | 2.0 | CONNECTOR 6 CONTACTS 600 VOLTS 3 AMP SINGLE ROW .120 STRAIGHT HEADER WITH POLARIZATION SLOTS. | 01525 70545-0040 | MOLEX | STE
4204 | 7 |  | J3,J5,J6,J9,J13,J16,J17 | CTAOOC | 2137666-2 | 1 | Standard | Each | 7.0 | CONNECTOR 3 CONTACTS 600 VOLTS 3 AMP SINGLE ROW .125 STRAIGHT HEADER WITH POLARIZATION SLOTS. | 01525 70545-0037 | MOLEX | STE
4205 | 7 |  | J8 | CTAOOC | 2137666-9 | 1 | Standard | Each | 1.0 | CONNECTOR 10 CONTACTS 600 VOLTS 3 AM SINGLE ROW .120 STRAIGHT HEADER WITH POLARIZATION SLOTS | 01525 70545-0044 | MOLEX | STE
4206 | 7 |  | J18 | CTAOOC | 2137666-13 | 1 | Restricted | Each | 1.0 | CONNECTOR 4 CONTACTS 600 VOLTS 3 AM SINGLE ROW .120 STRAIGHT HEADER POLARIZATION SLOTS | 01525 70545-0073 | MOLEX | STE
4207 | 7 |  | C6-C8,C21-C29,C34,C35,C40,C41,C44,C49-C60,C62-C90,C92-C94,C96,C97,C99,C101,C103-C123,C137-C140 | CTAOOC | 2187107-6 | 3 | Not Recommended | Each | 90.0 | CAPACITOR FIXED .1u FARADS 50 VOLTS | 08390 C0805C104K5RAC 07945-CL21B104KBCNNNC | KEMET SAMSUNG | STE
4208 | 7 |  | U13 | CTAOOC | 2211252-5 | 4 | Standard | Each | 1.0 | LOGIC 74AHC-VHC14 TSSOP14 | 00495-SN74AHC14PWG4 18846-MC74VHC14DTG 00495-SN74AHC14PWE4 00495 SN74AHC14PW | TEXAS INSTRUMENTS ON SEMICONDUCTOR TEXAS INSTRUMENTS TEXAS INSTRUMENTS | STE
4209 | 7 |  | J351 | CTAOOC | 2227700-4 | 2 | Standard | Each | 1.0 | CONNECT TRANSIT+LATCH 26C HEADER STR | 00266-N3429-6302RB 10099-09 18 526 5904 01940-842-816-2630-435 18996-2-5499206-6 | 3M (MINNESOTA MINING MFG) HARTING AMPHENOL TE CONNECTIVITY | STE
4210 | 7 |  | U15-U23 | CTAOOC | 2196877-12 | 6 | Standard | Each | 9.0 | IC, LOGIC, 74LVC-LCX244, TSSOP20 | 00124-74LCX244TTR 18846-MC74LCX244DTG 19638-LVC244BTELL-E 00495-SN74LVC244APWE4 00495-SN74LVC244APWG4 00495-SN74LVC244APW | ST MICROELECTRONICS ON SEMICONDUCTOR RENESAS TECHNOLOGY CORP TEXAS INSTRUMENTS TEXAS INSTRUMENTS TEXAS INSTRUMENTS | STE
4211 | 7 |  | C47 | CTAOOC | 2187107-10 | 2 | Standard | Each | 1.0 | CAPACITOR CERAMIC X7R, 1UF 10Percent, 16V, SMD 0805 | 02862-GRM21BR71C105KA01 19214-0805YC105KAT | MURATA AVX/KYOCERA | STE
4212 | 7 |  | Q1-Q4 | CTAOOC | 2235316 | 1 | Restricted | Each | 4.0 | RESEAU-T CMS DAR NPN ULN2003 SOLP16 | 00495-ULN2003AD | TEXAS INSTRUMENTS | STE
4213 | 7 |  | C45 | CTAOOC | 2240282-15 | 2 | Standard | Each | 1.0 | CAPACITOR CERAMIC, X7R, 10UF, 10Percent, 16V, SMD 1206 | 03041-C3216X7R1C106K 08390-C1206C106K4RAC 11962-CC1206KKX7R7BB106 03041-C3216X7R1C106K160AC | TDK KEMET YAGEO TDK | STE
4214 | 7 |  | C9-C20,C30-C33,C36-C39,C42,C43,C46,C48,C61,C91,C95,C98,C100,C102,C124-C135 | CTAOOC | 2235239-6 | 2 | Standard | Each | 42.0 | CAPACITOR X7R 100NF 10% 16V 0603 | 08390 C0603C104K4RAC 18981-VJ0603Y104KXJ 11962-CC0603KRX7R7BB104 19214-0603YC104KAT | KEMET VISHAY YAGEO AVX/KYOCERA | STE
4215 | 7 |  | J10,J41 | CTAOOC | 2227700-10 | 3 | Standard | Each | 2.0 | CONNECT TRANSIT+LATCH 14C HEADER STR | 10099-09 18 514 5904 00266-N3314-6302RB | HARTING 3M (MINNESOTA MINING MFG) | STE
4216 | 7 |  | Y1 | CTAOOC | 2273338-7 | 2 | Restricted | Each | 1.0 | OSCIL 1.000MHZ 100PPM +EN LCSO4 SMD | 08522-SG-8002CA 1.0000M-PTC 03265-VCC1-A3A-1M000 20038-092-1-2 | EPSON, QD DIVISION VECTRON LABORATORIES INC FOX ELECTRONICS | STE
4217 | 7 |  | U33 | CTAOOC | 2246237-2 | 3 | Standard | Each | 1.0 | DRIVER-RECEIVER UART WITH 16 BYTE FIFO 3.3-5V SUPPLY, 48-TQFP NOTE ONLY TI PART HAS AUTOFLOW CNTRL | 00495-TL16C550CPTG4 ZZE10-ST16C550CQ48-F | TEXAS INSTRUMENTS EXAR | STE
4218 | 7 |  | S1,S2 | CTAOOC | 2253364-2 | 3 | Not Recommended | Each | 2.0 | SURFACE MOUNT DIP SWITCH, 4 POSITION GULL WING WITH POLYIMIDE TAPE SEAL MACHINE-INSERTABLE. WARNING: Unknown Whisker Risk | 05229-90HBW04PRT 00031-219004MST | GRAYHILL CTS CORP | STE
4219 | 7 |  | U35 | CTAOOC | 2242543-4 | 3 | Standard | Each | 1.0 | MEMORY EEPROM, 2048 WORDS X 8 BITS, 1.8V TO 5.5V, 400KHZ, SO8 | 00124-M24C16-RMN6P 08433-CAT24C16WI-G | ST MICROELECTRONICS ON SEMI (FORMERLY CATALYST) | STE
4220 | 7 |  | Y2 | CTAOOC | 2304499-16 | 3 | Standard | Each | 1.0 | OSCIL 10.0000MHZ 50PPM +EN LCSO4 SMD | 05746-T3392-10M 00031 CB3LV-3C-10M0000 11682-SM7745HV-10.0M 08522-SG-8002CA 10.000M-PCB 11465-LF SPXO014281 20038-F4105-100 05968 S1803B-10.0000 11718 CO4305-10.000 08522-SG-710ECK 10.0000MB 05968-S1613B-10.0000 | VALPEY FISHER DIV.OF VALTEC CO CTS CORP PLETRONICS EPSON, QD DIVISION C-MAC FREQUENCY PROD/ IQD FOX ELECTRONICS PERICOM, FORMERLY SARONIX RALTRON (FORMERLY SHOWA) EPSON, QD DIVISION PERICOM, FORMERLY SARONIX | STE
4221 | 7 |  | DS1-DS17 | CTAOOC | 2279219-2 | 1 | Standard | Each | 17.0 | LED GREEN LTST-C190G 0603 SMD | 18802 AP1608SGC 00941 HSMG-C190 11520 LTST-C190GKT 09050 PG1111C | KINGBRIGHT AVAGO TECHNOLOGIES LITE-ON STANLEY ELECTRIC CO LTD | STE
4222 | 7 |  | U34 | CTAOOC | 2274500-2 | 1 | Standard | Each | 1.0 | LOGIC INTERFACE RS-232 DRIVER-RECEIVER TSSOP 3 TO 5 V SUPPLY WITH ESD PROTECTION | 00495-MAX3232CPWE4 00124-ST3232ECTR 01649-ADM3202ARUZ | TEXAS INSTRUMENTS ST MICROELECTRONICS ANALOG DEVICES | STE
4223 | 7 |  | R42,R64,R65,R92,R159-R162 | CTAOOC | 2324551-5 | 4 | Standard | Each | 8.0 | RESISTOR 100k OHMS 1 % .1 WATTS SMT 0603 THICK FILM | 00006-WCR0603LF1003F 05498-MC06031003FTW 02254 MCR03EZPFX1003 18981-CRCW0603100KFKE 11962-RC0603FR-07100KL 06725-RK73H1JTTD1003F 10302-RMCF0603FT100K | IRC RCD COMPONENTS INC. ROHM VISHAY YAGEO KOA SEI | STE
4224 | 7 |  | R126,R128,R163,R165 | CTAOOC | 2324551-28 | 3 | Standard | Each | 4.0 | RESISTOR 332 OHMS 1 % .1 WATTS SMT 0603 THICK FILM | 06725-RK73H1JTTD3320F 00006-WCR0603LF3320F 11962-RC0603FR-07332RL 02254 MCR03EZPFX3320 05498-MC06033320FTW 18981-CRCW0603332RFKE 10302-RMCF0603FT332R | KOA IRC YAGEO ROHM RCD COMPONENTS INC. VISHAY SEI | STE
4225 | 7 |  | R130,R131,R167,R168 | CTAOOC | 2324551-2 | 3 | Standard | Each | 4.0 | RESISTOR 100 OHMS 1 PERCENT .1 WATTS SMT 0603 THICK FILM | 05498-MC06031000FTW 11962-RC0603FR-07100RL 00006-WCR0603LF1000F 02254 MCR03EZPFX1000 06725-RK73H1JTTD1000F 18981-CRCW0603100RFKE 10302-RMCF0603FT100R | RCD COMPONENTS INC. YAGEO IRC ROHM KOA VISHAY SEI | STE
4226 | 7 |  | R58,R59,R152,R154 | CTAOOC | 2324551 | 4 | Standard | Each | 4.0 | RESISTOR 10 OHMS 1 % .1 WATTS SMT 0603 THICK FILM | 05498-MC060310R0FTW 06725-RK73H1JTTD10R0F 00006-WCR0603LF10R0F 02254-MCR03EZPFX10R0 18981-CRCW060310R0FKE 11962-RC0603FR-0710RL 10302-RMCF0603FT10R0 | RCD COMPONENTS INC. KOA IRC ROHM VISHAY YAGEO SEI | STE
4227 | 7 |  | VR1 | CTAOOC | 2334692 | 1 | Restricted | Each | 1.0 | REGULATOR 3.3V OUTPUT LOW DROPOUT ANYCAP, 1.5A OUTPUT, SOT-223 | 01649-ADP3339AKCZ-3.3 | ANALOG DEVICES, INC. | STE
4228 | 7 |  | R62,R63,R157,R158 | CTAOOC | 2324551-373 | 2 | Standard | Each | 4.0 | RESISTOR 316 OHMS 1 PERCENT .1 WATT 100 PPM SMT 0603 THICK FILM | 06725-RK73H1JTTD3160F 02254-MCR03EZPFX3160 18981-CRCW0603316RFKEA 00006-WCR0603LF3160FPLT 00078-CR0603FX3160LF 11962-RC0603FR-07316RL | KOA ROHM VISHAY IRC BOURNS YAGEO | STE
4229 | 7 |  | R56,R57,R60,R61,R150,R153,R155,R156 | CTAOOC | 2324551-170 | 2 | Standard | Each | 8.0 | RESISTOR 143k OHMS 1 % .1 WATTS SMT 0603 THICK FILM | 05498-MC06031433FTW 00006-WCR0603LF1433F 06725-RK73H1JTTD1433F 11962-RC0603FR-07143KL 02254 MCR03EZPFX1433 18981-CRCW0603143KFKE 10302-RMCF1/16-143K-1% 10302-RMCF0603FT143K | RCD COMPONENTS INC. IRC KOA YAGEO ROHM VISHAY SEI SEI | STE
4230 | 7 |  | R54,R55,R127,R129,R164,R166 | CTAOOC | 2324551-39 | 3 | Standard | Each | 6.0 | RESISTOR 4.99k OHMS 1 % .1 WATTS SMT 0603 THICK FILM | 18981-CRCW06034K99FKE 11962-RC0603FR-074K99L 00006-WCR0603LF4991F 05498-MC06034991FTW 06725-RK73H1JTTD4991F 02254 MCR03EZPFX4991 10302-RMCF0603FT4K99 | VISHAY YAGEO IRC RCD COMPONENTS INC. KOA ROHM SEI | STE
4231 | 7 |  | U14 | CTAOOC | 5135116-3 | 1 | Standard | Each | 1.0 | PROGRAMMABLE CPLD, 2210 LOGIC ELEMENTS, MAX_II, 1.5-3.3V I_O VOLTAGE, 2.5-3.3V SUPPLY, 204 IO PINS, FBGA 256 | 10208-EPM2210F256C5N | ALTERA | STE
4232 | 7 |  | C1,C2,C4 | CTAOOC | 2378169 | 3 | Standard | Each | 3.0 | U6214CS CAPACITOR FIXED 100U FARADS | 07092-EEEHA1V101XP 06533-UWZ1V101MCL1GS 10220-EMVE350ADA101MF80G | PANASONIC NICHICON CORPORATION CHEMI-CON | STE
4233 | 7 |  | CR1,CR2 | CTAOOC | 2408243 | 1 | Restricted | Each | 2.0 | U1813HE SEMICONDUCTOR DIODE 5 VOLTS 5U AMPS | 10289-GBLC05C-LF | PROTEK DEVICES | STE
4234 | 7 |  | C3,C5 | CTAOOC | 2378166 | 4 | Standard | Each | 2.0 | U6211CS CAPACITOR FIXED 10U FARADS | 06533-UWZ1V100MCL1GB 07092-EEEHA1V100R 10220-EMVE350ADA100ME55G | NICHICON CORPORATION PANASONIC CHEMI-CON | STE
4235 | 7 |  | H1 | CTAOOC | 5338074 | 1 | Restricted | Each | 1.0 | PIEZOELECTRIC SOUNDER, EXTERNAL DRIVE PIN TYPE | 02862-PKM13EPYH4002-B0 | MURATA | STE
4236 | 7 |  | U32 | CTAOOC | 5394889 | 2 | Standard | Each | 1.0 | IC, AD CONVERTER, 12BITS, 4CHANNELS INPUT, SAR, T AND H, 0.5 TO 1MSPS, SERIAL OUT, 3V TO 5V VCC, ADC124S101C, MSOP10, 85C | 00036-ADC124S101CIMM/NOPB 00495-ADC124S101CIMM/NOPB | NATIONAL SEMICONDUCTOR TEXAS INSTRUMENTS | STE
4237 | 7 |  | R144,R146 | CTAOOC | 5245267-2 | 2 | Restricted | Each | 2.0 | RESISTOR 33 OHM, NON-MAGNETIC, 2 PERCENT, 100MW, FILM, 100PPM, 0603 | 23828-CHR0603 33 OHM +-2% | SRT RESISTOR TECHNOLOGY GMBH | STE
4238 | 6 |  | P1 | CTAComponent | 2410163 | 1 | Release | Each | 1.0 | Ariose Electronics_Buzzer MB12B24 |  |  | HLE
4239 | 6 |  | J11,J331,J341 | CTAOOC | 46-221703P17 | 2 | Not Recommended | Each | 3.0 | 025 POS 50 CONT .100 SPACING STRAIGHT W/LONG LATCHES 4-WALL AMP PART IS RESTRICTED DUE TO THE FA CT THAT IT REQUIRES A .250 LONG SCRE W TO RETAIN IT. | 00266 3433-6303 00266 3433-6603 02973 IDH-50PK1-S4-TG30 | 3M (MINNESOTA MINING MFG) 3M (MINNESOTA MINING MFG) ROBINSON NUGENT INC | STA
4240 | 6 |  | R47,R49,R204,R205,R207-R210,R212,R213 | CTAOOC | 46-286365P30 | 9 | Restricted | Each | 10.0 | RESISTOR 2k OHMS 1 % .25 WATTS 1206 PACKAGE SURFACE MOUNT | 18981-CRCW12062K00FKE 11962-RC1206FR-072KL 06725-RK73H2BTTD2001F 05498-MC12062001FTW 02254-MCR18EZPF2001 | VISHAY YAGEO KOA RCD COMPONENTS INC. ROHM | STE
4241 | 6 |  | J1 | CTAOOC | 46-296085P3 | 1 | Restricted | Each | 1.0 | CONNECTOR 4 CONTACTS FOR GOLD PLATED CONTACTS SEE 46-2218 60P3. | 18996-641968-1 | TE CONNECTIVITY | STE
4242 | 6 |  | J15 | CTAOOC | 46-278307P6 | 1 | Standard | Each | 1.0 | CONNECTOR HEADER 34 EACH WITH EJECTORS | 00266-N3431-6302RB 18996-5499922-8 | 3M (MINNESOTA MINING MFG) TE CONNECTIVITY | STE
4243 | 6 |  | R228,R229 | CTAOOC | 46-170025P33 | 11 | Not Recommended | Each | 2.0 | POTENTIOMETER, PWB TRIMMER, TOP ADJ, 20TURNS, 1K 500MW, LINEAR, WARNING: Unknown Whisker Risk | 00078-3296 W-1-102 LF 18981-T93YA102K 01667-67WR1KLF | BOURNS VISHAY BI TECHNOLOGIES | STE
4244 | 6 |  | R53,R132 | CTAOOC | 46-170025P26 | 8 | Not Recommended | Each | 2.0 | RESISTOR 2k OHMS 10 PERCENT .5 WATTS CERMET TOP ADJ 25 TURN. WARNING: Unknown Whisker Risk | 18981-T93YA202K 00078-3296W-1-202LF 01667-67WR2KLF | VISHAY BOURNS BI TECHNOLOGIES | STE
4245 | 6 |  | U32,U36 | CTAOOC | 5394889 | 2 | Standard | Each | 2.0 | IC, AD CONVERTER, 12BITS, 4CHANNELS INPUT, SAR, T AND H, 0.5 TO 1MSPS, SERIAL OUT, 3V TO 5V VCC, ADC124S101C, MSOP10, 85C | 00036-ADC124S101CIMM/NOPB 00495-ADC124S101CIMM/NOPB | NATIONAL SEMICONDUCTOR TEXAS INSTRUMENTS | STE
4246 | 6 |  | J4 | CTAOOC | 2106009-6 | 1 | Restricted | Each | 1.0 | CONNEC LOW-PROF TRANSI 10C HEAD STR | 01940 821-A010P-AM-A00 00214-75869-101LF 00266-N2510-6002RB 10099-09 18 510 6324 18996-5103308-1 | AMPHENOL FCI 3M (MINNESOTA MINING MFG) HARTING TE CONNECTIVITY | STE
4247 | 6 |  | U1-U12,U27-U29,U31 | CTAOOC | 2118048 | 3 | Restricted | Each | 16.0 | DRIVER-RECEIVER NOT APPLICABLE 4 EAC QUAD LINE RECEIVER DS1489A S014 | 00495-SN75189AD | TEXAS INSTRUMENTS | STE
4248 | 6 |  | J3,J5,J6,J9,J17,J20 | CTAOOC | 2137666-2 | 1 | Standard | Each | 6.0 | CONNECTOR 3 CONTACTS 600 VOLTS 3 AMP SINGLE ROW .125 STRAIGHT HEADER WITH POLARIZATION SLOTS. | 01525 70545-0037 | MOLEX | STE
4249 | 6 |  | J14 | CTAOOC | 2117073 | 1 | Not Recommended | Each | 1.0 | CONNECTOR 3 CONTACTS HEADER. WARNING: Unknown Whisker Risk | 18996-171825-3 | TE CONNECTIVITY | STE
4250 | 6 |  | U24-U26,U30 | CTAOOC | 2105421 | 1 | Restricted | Each | 4.0 | AMPLIFIER 2 EACH 2 PPM-DEG C 5.2 VOL SINGLE SUPPLY, RAIL TO RAIL LOW POWERFET-INPUT OP AMP | 01649-AD822BRZ | ANALOG DEVICES, INC. | STE
4251 | 6 |  | R6,R7,R124,R133,R174-R178,R199,R203,R217,R230,R233,R236 | CTAOOC | 46-312792P1 | 6 | Standard | Each | 15.0 | RESISTOR 0 OHM 1PERCENT 125MW 0805 JUMPER SURFACE MOUNTING 0 OHM L .079 W .050 T .018 | 18981-CRCW08050000Z0E 06725-RK73Z2AT 05498-ZC0805TW | VISHAY KOA RCD COMPONENTS INC. | STE
4252 | 6 |  | R1-R5,R8,R9,R11,R16,R34-R41,R43-R46,R125,R179,R185-R187,R206,R238-R242 | CTAOOC | 46-312792P11 | 4 | Standard | Each | 32.0 | RESISTOR 2k OHMS 1 % .125 WATTS 100V 100PPM/C | 18981-CRCW08052K00FKE 11623-NRC10F2001TRF 00006-WCR0805LF2001F 06725-RK73H2ATTD2001F 05498-MC08052001FTW | VISHAY NIC COMPONENTS CORPORATION IRC KOA RCD COMPONENTS INC. | STE
4253 | 6 |  | R26-R33,R190-R197 | CTAOOC | 46-312792P17 | 2 | Standard | Each | 16.0 | RESISTOR 475 OHMS 1 % .125 WATTS 100V 0805 CASE SIZE THICK FILM +-100 PPM/C | 11962-RC0805FR-07475RL 00006-WCR0805LF4750F 18981-CRCW0805475RFKE 05498-MC08054750FTW | YAGEO IRC VISHAY RCD COMPONENTS INC. | STE
4254 | 6 |  | R12,R51,R52,R66-R91,R93-R123,R147,R173,R184,R198,R201 | CTAOOC | 46-312792P24 | 3 | Standard | Each | 65.0 | RESISTOR 20k OHMS 1 PERCENT .125 WATTS | 06725-RK73H2ATTD2002F 05498-MC08052002FTW 18981-CRCW080520K0FKE 00006-WCR0805LF2002F | KOA RCD COMPONENTS INC. VISHAY IRC | STE
4255 | 6 |  | R48,R50,R211,R214,R215 | CTAOOC | 46-312792P81 | 6 | Standard | Each | 5.0 | RESISTOR 100 OHMS 1 PERCENT .125 WATTS 100 VOLT 100 PPM TC 0805 PACKAGE | 18981-CRCW0805100RFKE 11962-RC0805FR-07100RL 00006-WCR0805LF1000F 05498-MC08051000FTW 06725-RK73H2ATTD1000F 02254-MCR10EZPF1000 | VISHAY YAGEO IRC RCD COMPONENTS INC. KOA ROHM | STE
4256 | 6 |  | R10,R13-R15,R17-R25,R134-R143,R145,R148,R149,R169-R172,R220-R223,R234,R235 | CTAOOC | 46-312792P13 | 4 | Standard | Each | 36.0 | RESISTOR 1k OHMS 1 PERCENT .125 WATTS 0805 CASE SIZE | 11623-NRC10F1001TRF 05498-MC08051001FTW 18981-CRCW08051K00FKE 06725-RK73H2ATTD1001F 00006-WCR0805LF1001F | NIC COMPONENTS CORPORATION RCD COMPONENTS INC. VISHAY KOA IRC | STE
4257 | 6 |  | D1-D5 | CTAOOC | 46-311083P2 | 3 | Standard | Each | 5.0 | BAV70 SWITCHING DIODE DUAL SER SW VR-70V VF-1.25V 200 MA SOT23 | 18846-BAV70LT1G 18889-BAV 70 E6327 18889-BAV70E6327HTSA1 | ON SEMICONDUCTOR INFINEON TECHNOLOGIES AG INFINEON TECHNOLOGIES AG | STE
4258 | 6 |  | K1,K3-K5 | CTAOOC | 46-312336P3 | 4 | Standard | Each | 4.0 | RELAY AND CONTACTOR DPDT 24 V COIL VOLTAGE, CONTACT RATING OF 110 VDC,125 VAC AT 1 AMP | 07092-TQ2SA-24V | PANASONIC | STE
4259 | 6 |  | C136,C141 | CTAOOC | 46-302742P8 | 3 | Standard | Each | 2.0 | CAPACITOR FIXED 1u FARADS 35 VOLTS .138L .110W .075H 3528 SURFACE MOUNT DEVICE | 18981-293D105X9035B2TE3 08390-T491B105K035AT | VISHAY KEMET | STE
4260 | 6 |  | J351 | CTAOOC | 2227700-4 | 2 | Standard | Each | 1.0 | CONNECT TRANSIT+LATCH 26C HEADER STR | 00266-N3429-6302RB 10099-09 18 526 5904 01940-842-816-2630-435 18996-2-5499206-6 | 3M (MINNESOTA MINING MFG) HARTING AMPHENOL TE CONNECTIVITY | STE
4261 | 6 |  | J41 | CTAOOC | 2227700-10 | 3 | Standard | Each | 1.0 | CONNECT TRANSIT+LATCH 14C HEADER STR | 10099-09 18 514 5904 00266-N3314-6302RB | HARTING 3M (MINNESOTA MINING MFG) | STE
4262 | 6 |  | C9-C20,C30-C33,C36-C39,C42,C43,C46,C48,C61,C91,C95,C98,C100,C102,C124-C135,C143-C146 | CTAOOC | 2235239-6 | 2 | Standard | Each | 46.0 | CAPACITOR X7R 100NF 10% 16V 0603 | 08390 C0603C104K4RAC 18981-VJ0603Y104KXJ 11962-CC0603KRX7R7BB104 19214-0603YC104KAT | KEMET VISHAY YAGEO AVX/KYOCERA | STE
4263 | 6 |  | C45 | CTAOOC | 2240282-15 | 2 | Standard | Each | 1.0 | CAPACITOR CERAMIC, X7R, 10UF, 10Percent, 16V, SMD 1206 | 03041-C3216X7R1C106K 08390-C1206C106K4RAC 11962-CC1206KKX7R7BB106 03041-C3216X7R1C106K160AC | TDK KEMET YAGEO TDK | STE
4264 | 6 |  | U35 | CTAOOC | 2242543-4 | 3 | Standard | Each | 1.0 | MEMORY EEPROM, 2048 WORDS X 8 BITS, 1.8V TO 5.5V, 400KHZ, SO8 | 00124-M24C16-RMN6P 08433-CAT24C16WI-G | ST MICROELECTRONICS ON SEMI (FORMERLY CATALYST) | STE
4265 | 6 |  | Q1-Q4 | CTAOOC | 2235316 | 1 | Restricted | Each | 4.0 | RESEAU-T CMS DAR NPN ULN2003 SOLP16 | 00495-ULN2003AD | TEXAS INSTRUMENTS | STE
4266 | 6 |  | U13 | CTAOOC | 2211252-5 | 4 | Standard | Each | 1.0 | LOGIC 74AHC-VHC14 TSSOP14 | 00495-SN74AHC14PWG4 18846-MC74VHC14DTG 00495-SN74AHC14PWE4 00495 SN74AHC14PW | TEXAS INSTRUMENTS ON SEMICONDUCTOR TEXAS INSTRUMENTS TEXAS INSTRUMENTS | STE
4267 | 6 |  | C3,C5 | CTAOOC | 2183937-2 | 2 | Standard | Each | 2.0 | CAPA TANT 1UF 10% 35V 3528 | 18981-293D105X9035B2TE3 08390-T491B105K035AT 19214-TAJB105K035RNJ | VISHAY KEMET AVX/KYOCERA | STE
4268 | 6 |  | C6-C8,C21-C29,C34,C35,C40,C41,C44,C49-C60,C62-C90,C92-C94,C96,C97,C99,C101,C103-C123,C137-C140,C142 | CTAOOC | 2187107-6 | 3 | Not Recommended | Each | 91.0 | CAPACITOR FIXED .1u FARADS 50 VOLTS | 08390 C0805C104K5RAC 07945-CL21B104KBCNNNC | KEMET SAMSUNG | STE
4269 | 6 |  | C47 | CTAOOC | 2187107-10 | 2 | Standard | Each | 1.0 | CAPACITOR CERAMIC X7R, 1UF 10Percent, 16V, SMD 0805 | 02862-GRM21BR71C105KA01 19214-0805YC105KAT | MURATA AVX/KYOCERA | STE
4270 | 6 |  | U15-U23 | CTAOOC | 2299073-2 | 5 | Standard | Each | 9.0 | IC, LOGIC, LVTH, OCTAL BUFFER-DRIVER, 74LVTH244, TSSOP20 | 00495-SN74LVTH244APW 00495-SN74LVTH244APWRG4 00495-SN74LVTH244APWRE4 24386-74LVTH244MTCX | TEXAS INSTRUMENTS TEXAS INSTRUMENTS TEXAS INSTRUMENTS FAIRCHILD SEMICONDUCTOR INC | STE
4271 | 6 |  | J12,J42 | CTAOOC | 2137666-7 | 1 | Standard | Each | 2.0 | CONNECTOR 8 CONTACTS 600 VOLTS 3 AMP SINGLE ROW .120 STRAIGHT HEADER WITH POLARIZATION SLOTS. | 01525 70545-0042 | MOLEX | STE
4272 | 6 |  | J8 | CTAOOC | 2137666-9 | 1 | Standard | Each | 1.0 | CONNECTOR 10 CONTACTS 600 VOLTS 3 AM SINGLE ROW .120 STRAIGHT HEADER WITH POLARIZATION SLOTS | 01525 70545-0044 | MOLEX | STE
4273 | 6 |  | J7 | CTAOOC | 2137666-5 | 1 | Standard | Each | 1.0 | CONNECTOR 6 CONTACTS 600 VOLTS 3 AMP SINGLE ROW .120 STRAIGHT HEADER WITH POLARIZATION SLOTS. | 01525 70545-0040 | MOLEX | STE
4274 | 6 |  | R58,R59,R152,R154 | CTAOOC | 2324551 | 4 | Standard | Each | 4.0 | RESISTOR 10 OHMS 1 % .1 WATTS SMT 0603 THICK FILM | 05498-MC060310R0FTW 06725-RK73H1JTTD10R0F 00006-WCR0603LF10R0F 02254-MCR03EZPFX10R0 18981-CRCW060310R0FKE 11962-RC0603FR-0710RL 10302-RMCF0603FT10R0 | RCD COMPONENTS INC. KOA IRC ROHM VISHAY YAGEO SEI | STE
4275 | 6 |  | R130,R131,R167,R168,R224-R227 | CTAOOC | 2324551-2 | 3 | Standard | Each | 8.0 | RESISTOR 100 OHMS 1 PERCENT .1 WATTS SMT 0603 THICK FILM | 05498-MC06031000FTW 11962-RC0603FR-07100RL 00006-WCR0603LF1000F 02254 MCR03EZPFX1000 06725-RK73H1JTTD1000F 18981-CRCW0603100RFKE 10302-RMCF0603FT100R | RCD COMPONENTS INC. YAGEO IRC ROHM KOA VISHAY SEI | STE
4276 | 6 |  | R42,R64,R65,R92,R159-R162 | CTAOOC | 2324551-5 | 4 | Standard | Each | 8.0 | RESISTOR 100k OHMS 1 % .1 WATTS SMT 0603 THICK FILM | 00006-WCR0603LF1003F 05498-MC06031003FTW 02254 MCR03EZPFX1003 18981-CRCW0603100KFKE 11962-RC0603FR-07100KL 06725-RK73H1JTTD1003F 10302-RMCF0603FT100K | IRC RCD COMPONENTS INC. ROHM VISHAY YAGEO KOA SEI | STE
4277 | 6 |  | R126,R128,R163,R165 | CTAOOC | 2324551-28 | 3 | Standard | Each | 4.0 | RESISTOR 332 OHMS 1 % .1 WATTS SMT 0603 THICK FILM | 06725-RK73H1JTTD3320F 00006-WCR0603LF3320F 11962-RC0603FR-07332RL 02254 MCR03EZPFX3320 05498-MC06033320FTW 18981-CRCW0603332RFKE 10302-RMCF0603FT332R | KOA IRC YAGEO ROHM RCD COMPONENTS INC. VISHAY SEI | STE
4278 | 6 |  | R56,R57,R60,R61,R150,R153,R155,R156 | CTAOOC | 2324551-170 | 2 | Standard | Each | 8.0 | RESISTOR 143k OHMS 1 % .1 WATTS SMT 0603 THICK FILM | 05498-MC06031433FTW 00006-WCR0603LF1433F 06725-RK73H1JTTD1433F 11962-RC0603FR-07143KL 02254 MCR03EZPFX1433 18981-CRCW0603143KFKE 10302-RMCF1/16-143K-1% 10302-RMCF0603FT143K | RCD COMPONENTS INC. IRC KOA YAGEO ROHM VISHAY SEI SEI | STE
4279 | 6 |  | R54,R55,R127,R129,R164,R166 | CTAOOC | 2324551-39 | 3 | Standard | Each | 6.0 | RESISTOR 4.99k OHMS 1 % .1 WATTS SMT 0603 THICK FILM | 18981-CRCW06034K99FKE 11962-RC0603FR-074K99L 00006-WCR0603LF4991F 05498-MC06034991FTW 06725-RK73H1JTTD4991F 02254 MCR03EZPFX4991 10302-RMCF0603FT4K99 | VISHAY YAGEO IRC RCD COMPONENTS INC. KOA ROHM SEI | STE
4280 | 6 |  | Y1 | CTAOOC | 2273338-7 | 2 | Restricted | Each | 1.0 | OSCIL 1.000MHZ 100PPM +EN LCSO4 SMD | 08522-SG-8002CA 1.0000M-PTC 03265-VCC1-A3A-1M000 20038-092-1-2 | EPSON, QD DIVISION VECTRON LABORATORIES INC FOX ELECTRONICS | STE
4281 | 6 |  | U34 | CTAOOC | 2274500-2 | 1 | Standard | Each | 1.0 | LOGIC INTERFACE RS-232 DRIVER-RECEIVER TSSOP 3 TO 5 V SUPPLY WITH ESD PROTECTION | 00495-MAX3232CPWE4 00124-ST3232ECTR 01649-ADM3202ARUZ | TEXAS INSTRUMENTS ST MICROELECTRONICS ANALOG DEVICES | STE
4282 | 6 |  | DS1-DS17 | CTAOOC | 2279219-2 | 1 | Standard | Each | 17.0 | LED GREEN LTST-C190G 0603 SMD | 18802 AP1608SGC 00941 HSMG-C190 11520 LTST-C190GKT 09050 PG1111C | KINGBRIGHT AVAGO TECHNOLOGIES LITE-ON STANLEY ELECTRIC CO LTD | STE
4283 | 6 |  | S1-S4 | CTAOOC | 2253364-2 | 3 | Not Recommended | Each | 4.0 | SURFACE MOUNT DIP SWITCH, 4 POSITION GULL WING WITH POLYIMIDE TAPE SEAL MACHINE-INSERTABLE. WARNING: Unknown Whisker Risk | 05229-90HBW04PRT 00031-219004MST | GRAYHILL CTS CORP | STE
4284 | 6 |  | U33 | CTAOOC | 2246237-2 | 3 | Standard | Each | 1.0 | DRIVER-RECEIVER UART WITH 16 BYTE FIFO 3.3-5V SUPPLY, 48-TQFP NOTE ONLY TI PART HAS AUTOFLOW CNTRL | 00495-TL16C550CPTG4 ZZE10-ST16C550CQ48-F | TEXAS INSTRUMENTS EXAR | STE
4285 | 6 |  | CR1,CR2 | CTAOOC | 2408243 | 1 | Restricted | Each | 2.0 | U1813HE SEMICONDUCTOR DIODE 5 VOLTS 5U AMPS | 10289-GBLC05C-LF | PROTEK DEVICES | STE
4286 | 6 |  | U14 | CTAOOC | 5135116-3 | 1 | Standard | Each | 1.0 | PROGRAMMABLE CPLD, 2210 LOGIC ELEMENTS, MAX_II, 1.5-3.3V I_O VOLTAGE, 2.5-3.3V SUPPLY, 204 IO PINS, FBGA 256 | 10208-EPM2210F256C5N | ALTERA | STE
4287 | 6 |  | R144,R146 | CTAOOC | 5245267-2 | 2 | Restricted | Each | 2.0 | RESISTOR 33 OHM, NON-MAGNETIC, 2 PERCENT, 100MW, FILM, 100PPM, 0603 | 23828-CHR0603 33 OHM +-2% | SRT RESISTOR TECHNOLOGY GMBH | STE
4288 | 6 |  | VR1 | CTAOOC | 2334692 | 1 | Restricted | Each | 1.0 | REGULATOR 3.3V OUTPUT LOW DROPOUT ANYCAP, 1.5A OUTPUT, SOT-223 | 01649-ADP3339AKCZ-3.3 | ANALOG DEVICES, INC. | STE
4289 | 6 |  | C1,C2,C4 | CTAOOC | 2378169 | 3 | Standard | Each | 3.0 | U6214CS CAPACITOR FIXED 100U FARADS | 07092-EEEHA1V101XP 06533-UWZ1V101MCL1GS 10220-EMVE350ADA101MF80G | PANASONIC NICHICON CORPORATION CHEMI-CON | STE
4290 | 6 |  | R62,R63,R157,R158 | CTAOOC | 2324551-373 | 2 | Standard | Each | 4.0 | RESISTOR 316 OHMS 1 PERCENT .1 WATT 100 PPM SMT 0603 THICK FILM | 06725-RK73H1JTTD3160F 02254-MCR03EZPFX3160 18981-CRCW0603316RFKEA 00006-WCR0603LF3160FPLT 00078-CR0603FX3160LF 11962-RC0603FR-07316RL | KOA ROHM VISHAY IRC BOURNS YAGEO | STE
4291 | 4 | 6 |  | ECCCollectorPart | 5444390 | 2 | Release | Each | 1.0 | Table accessory collector |  |  | HLE
4292 | 5 | 1 |  | CTAAssembly | 5451223 | 4 | Release | Each | 1.0 | Right shoulder pad assembly |  |  | CCX
4293 | 6 | 1 |  | CTAComponent | 5440513 | 1 | Release | Each | 1.0 | Shoulder fix main frame |  |  | CCX
4294 | 6 | 5 |  | CTAComponent | 5444569 | 1 | Release | Each | 1.0 | Shoulder fix knob assembly |  |  | CCX
4295 | 6 | 7 |  | CTAComponent | 5449400 | 1 | Release | Each | 1.0 | Shoulder pad adjusting knob |  |  | CCX
4296 | 6 | 6 |  | CTAComponent | 5442184 | 1 | Release | Each | 1.0 | Knob PU support tray |  |  | CCX
4297 | 6 | 11 |  | CTAComponent | 5438186 | 1 | Release | Each | 1.0 | Knob support tray base |  |  | CCX
4298 | 6 | 2 |  | CTAComponent | 5452280 | 1 | Release | Each | 1.0 | Shoulder adjustinging frame |  |  | CCX
4299 | 6 | 3 |  | CTAComponent | 5454761 | 1 | Release | Each | 1.0 | Right shoulder pad |  |  | CCX
4300 | 6 | 10 |  | CTAComponent | 5457979 | 1 | Release | Each | 1.0 | Shoulder pad adjusting thimble |  |  | HLE
4301 | 6 | 9 |  | CTAComponent | 5451438 | 1 | Release | Each | 1.0 | Right shoulder rear cover |  |  | CCX
4302 | 6 | 8 |  | CTAComponent | 5450657 | 1 | Release | Each | 1.0 | M4x10_GB973 |  |  | CCX
4303 | 6 | 14 |  | CTAComponent | 1000-M4C014-04 | 1 | Release | Each | 2.0 | Hexagon Socket Head Cap Screw, M4-0.7, X14mm Long, Grade 8.8 Steel, Zinc Plated, RoHS Fastener | 11060-M4C14KCSC9Z6/912 A0996-BN 4 M10 x 14mm CR6+FREE 24140-M4/14/SOHTCS/TC1D/ISO4762 | ANIXTER BOSSARD TR FORMAC DIV OF TR FASTENINGS | STM
4304 | 6 | 15 |  | CTAComponent | 1000-M5C016-04 | 5 | Release | Each | 3.0 | Hexagon Socket Head Cap Screw, M5-0.8, X16mm Long, Grade 8.8 Steel, Zinc Plated, RoHS Fastener | 11060-M5C16KCSC9Z6/912 24140-M5/16/SOHTCS/TC1D/DIN912 10487-1000-M5C016-04 20589-ZS2540016ZP0000 A0996-BN 4 M5 x 16mm CR6+FREE | ANIXTER TR FORMAC DIV OF TR FASTENINGS OHTA FASTENAL COMPANY BOSSARD | STM
4305 | 6 | 12 |  | CTAComponent | 5491728 | 1 | Release | Each | 4.0 | POM wearable thimble |  |  | CCX
4306 | 6 | 13 |  | CTAComponent | 1000-M4C010-04 | 5 | Release | Each | 2.0 | Hexagon Socket Head Cap Screw, ISO 4762, M4-0.7, X10mm Long, Grade 8.8 Steel, Zinc Plated, RoHS Fastener | 11060-M4C10KCSC9Z6/912 10487-1000-M4C010-04 20589-10948-03231 24140-M4/10/SOHTCS/TC1D/DIN912 A0996-BN 4 M4 X 10mm CR6+FREE | ANIXTER OHTA FASTENAL COMPANY TR FORMAC DIV OF TR FASTENINGS BOSSARD | STM
4307 | 6 | 4 |  | CTAComponent | 5459488 | 1 | Release | Each | 1.0 | Right shoulder pad fix plate |  |  | CCX
4308 | 6 | 18 |  | CTAComponent | 2000-M5-02 | 3 | Release | Each | 3.0 | Flat Washer, ISO7089, M5, Steel 140HV, Zinc Plated, RoHS Fastener | 11060-M5NWSFSTZ6/125A A0996-BN715 M5 CR6 Free 24140-M5/-/PWSTWA/TC1 20589-10948-03440 | ANIXTER BOSSARD TR FORMAC DIV OF TR FASTENINGS FASTENAL COMPANY | STM
4309 | 6 | 19 |  | CTAComponent | 2106-M5-14 | 1 | Release | Each | 3.0 | Spring Lock Washer with Flat Ends JIS B1251, M5, Spring Stainless Steel, Rohs Fastener | 24140-2106-M5-14 | TR FORMAC DIV OF TR FASTENINGS | STM
4310 | 6 | 16 |  | CTAComponent | 1043-M4C006-37 | 1 | Release | Each | 1.0 | Hexagon Socket Set Screws with Dog Point, ISO 4028, M4-0.7, X6mm Long, A2-21H Stainless Steel, Passivate, RoHS Fastener | A0996-BN619 M4 x 6mm CR6+FREE 11060-M4C6KKDSJ/915 24140-M4/6/HSA2DP/SF/GB79 | BOSSARD ANIXTER TR FORMAC DIV OF TR FASTENINGS | STM
4311 | 6 | 17 |  | CTAComponent | 1010-M4C008-14 | 1 | Release | Each | 6.0 | Phillips Flat Head Screw, ISO 7046, M4-0.7, X8mm Long, Grade 4.8 Steel, Zinc Plated, RoHS Fastener | 20589-10948-03507 11060-M4C8MXFSTZ6/965A | FASTENAL COMPANY ANIXTER | STM
4312 | 5 | 5 |  | CTAAssembly | 5451224 | 4 | Release | Each | 1.0 | Right grasp handle assembly |  |  | CCX
4313 | 6 | 2 |  | CTAComponent | 5442184 | 1 | Release | Each | 1.0 | Knob PU support tray |  |  | CCX
4314 | 6 | 5 |  | CTAComponent | 5442185 | 1 | Release | Each | 1.0 | Right grasp handle frame |  |  | CCX
4315 | 6 | 1 |  | CTAComponent | 5438186 | 1 | Release | Each | 1.0 | Knob support tray base |  |  | CCX
4316 | 6 | 7 |  | CTAComponent | 5491728 | 1 | Release | Each | 2.0 | POM wearable thimble |  |  | CCX
4317 | 6 | 6 |  | CTAComponent | 5450657 | 1 | Release | Each | 1.0 | M4x10_GB973 |  |  | CCX
4318 | 6 | 4 |  | CTAComponent | 5451439 | 1 | Release | Each | 1.0 | Grasp handle column |  |  | CCX
4319 | 6 | 3 |  | CTAComponent | 5444569 | 1 | Release | Each | 1.0 | Shoulder fix knob assembly |  |  | CCX
4320 | 5 | 4 |  | CTAAssembly | 5445988 | 4 | Release | Each | 2.0 | Handle grid assembly |  |  | CCX
4321 | 6 | 4 |  | CTAComponent | 5438186 | 1 | Release | Each | 2.0 | Knob support tray base |  |  | CCX
4322 | 6 | 8 |  | CTAComponent | 1000-M5C016-04 | 5 | Release | Each | 4.0 | Hexagon Socket Head Cap Screw, M5-0.8, X16mm Long, Grade 8.8 Steel, Zinc Plated, RoHS Fastener | 11060-M5C16KCSC9Z6/912 24140-M5/16/SOHTCS/TC1D/DIN912 10487-1000-M5C016-04 20589-ZS2540016ZP0000 A0996-BN 4 M5 x 16mm CR6+FREE | ANIXTER TR FORMAC DIV OF TR FASTENINGS OHTA FASTENAL COMPANY BOSSARD | STM
4323 | 6 | 1 |  | CTAComponent | 5449401 | 1 | Release | Each | 2.0 | Handle grid fixing frame |  |  | CCX
4324 | 6 | 3 |  | CTAComponent | 5447013 | 1 | Release | Each | 2.0 | Handle fix knob assembly |  |  | CCX
4325 | 6 | 5 |  | CTAComponent | 5442184 | 1 | Release | Each | 2.0 | Knob PU support tray |  |  | CCX
4326 | 6 | 2 |  | CTAComponent | 5438187 | 1 | Release | Each | 1.0 | Handle grid bar |  |  | CCX
4327 | 6 | 7 |  | CTAComponent | 5491728 | 1 | Release | Each | 4.0 | POM wearable thimble |  |  | CCX
4328 | 6 | 6 |  | CTAComponent | 5450657 | 1 | Release | Each | 1.0 | M4x10_GB973 |  |  | CCX
4329 | 5 | 6 |  | CTAAssembly | 5455393 | 4 | Release | Each | 1.0 | Left grasp handle assembly |  |  | CCX
4330 | 6 | 2 |  | CTAComponent | 5442184 | 1 | Release | Each | 1.0 | Knob PU support tray |  |  | CCX
4331 | 6 | 3 |  | CTAComponent | 5444569 | 1 | Release | Each | 1.0 | Shoulder fix knob assembly |  |  | CCX
4332 | 6 | 1 |  | CTAComponent | 5438186 | 1 | Release | Each | 1.0 | Knob support tray base |  |  | CCX
4333 | 6 | 7 |  | CTAComponent | 5491728 | 1 | Release | Each | 2.0 | POM wearable thimble |  |  | CCX
4334 | 6 | 5 |  | CTAComponent | 5460251 | 1 | Release | Each | 1.0 | Left grasp hand1e frame |  |  | CCX
4335 | 6 | 6 |  | CTAComponent | 5450657 | 1 | Release | Each | 1.0 | M4x10_GB973 |  |  | CCX
4336 | 6 | 4 |  | CTAComponent | 5451439 | 1 | Release | Each | 1.0 | Grasp handle column |  |  | CCX
4337 | 5 | 3 |  | CTAAssembly | 5439539 | 4 | Release | Each | 1.0 | Foot step assembly |  |  | CCX
4338 | 6 | 1 |  | CTAAssembly | 5449857 | 1 | Release | Each | 1.0 | Foot step board assembly |  |  | CCX
4339 | 7 | 2 |  | CTAComponent | 5436902 | 1 | Release | Each | 1.0 | Foot step board left support plate |  |  | CCX
4340 | 7 | 4 |  | CTAComponent | 5442994 | 1 | Release | Each | 1.0 | Foot step board right support plate |  |  | CCX
4341 | 7 | 3 |  | CTAComponent | 5447816 | 1 | Release | Each | 2.0 | Foot step board middle support plate |  |  | CCX
4342 | 7 | 1 |  | CTAComponent | 5448645 | 1 | Release | Each | 1.0 | Foot step board top plate |  |  | CCX
4343 | 7 | 6 |  | CTAComponent | 5462495 | 1 | Release | Each | 2.0 | Foot step board R angle plate |  |  | CCX
4344 | 7 | 7 |  | CTAComponent | 5494207 | 1 | Release | Each | 6.0 | Foot step support block |  |  | CCX
4345 | 7 | 5 |  | CTAComponent | 5439753 | 1 | Release | Each | 1.0 | Foot step board bottom plate |  |  | CCX
4346 | 6 | 8 |  | CTAComponent | 1000-M4C010-04 | 5 | Release | Each | 4.0 | Hexagon Socket Head Cap Screw, ISO 4762, M4-0.7, X10mm Long, Grade 8.8 Steel, Zinc Plated, RoHS Fastener | 11060-M4C10KCSC9Z6/912 10487-1000-M4C010-04 20589-10948-03231 24140-M4/10/SOHTCS/TC1D/DIN912 A0996-BN 4 M4 X 10mm CR6+FREE | ANIXTER OHTA FASTENAL COMPANY TR FORMAC DIV OF TR FASTENINGS BOSSARD | STM
4347 | 6 | 5 |  | CTAComponent | 1000-M5C016-04 | 5 | Release | Each | 6.0 | Hexagon Socket Head Cap Screw, M5-0.8, X16mm Long, Grade 8.8 Steel, Zinc Plated, RoHS Fastener | 11060-M5C16KCSC9Z6/912 24140-M5/16/SOHTCS/TC1D/DIN912 10487-1000-M5C016-04 20589-ZS2540016ZP0000 A0996-BN 4 M5 x 16mm CR6+FREE | ANIXTER TR FORMAC DIV OF TR FASTENINGS OHTA FASTENAL COMPANY BOSSARD | STM
4348 | 6 | 3 |  | CTAComponent | 5457212 | 1 | Release | Each | 2.0 | Foot step board nylon pillow |  |  | CCX
4349 | 6 | 2 |  | CTAAssembly | 5453109 | 1 | Release | Each | 1.0 | Foot step left support bracket |  |  | CCX
4350 | 7 | 4 |  | CTAComponent | 5496469 | 1 | Release | Each | 3.0 | Screw M4X8_GB79 |  |  | CCX
4351 | 7 | 2 |  | CTAComponent | 5441363 | 1 | Release | Each | 1.0 | Foot step left support pin |  |  | CCX
4352 | 7 | 1 |  | CTAComponent | 5458718 | 1 | Release | Each | 1.0 | Left bracket frame |  |  | CCX
4353 | 7 | 3 |  | CTAComponent | 5453111 | 1 | Release | Each | 1.0 | Foot step guide pin |  |  | CCX
4354 | 6 | 4 |  | CTAAssembly | 5461026 | 1 | Release | Each | 1.0 | Foot step right support bracket |  |  | CCX
4355 | 7 | 1 |  | CTAAssembly | 5443777 | 1 | Release | Each | 1.0 | Foot step locking assembly |  |  | CCX
4356 | 8 | 2 |  | CTAComponent | 5457211 | 1 | Release | Each | 1.0 | Foot step locking assembly frame |  |  | CCX
4357 | 8 | 3 |  | CTAComponent | 5439752 | 1 | Release | Each | 1.0 | Foot step locking assembly fixing shaft |  |  | CCX
4358 | 8 | 1 |  | CTAComponent | 5462494 | 1 | Release | Each | 1.0 | Foot step locking handle |  |  | CCX
4359 | 8 | 7 |  | CTAComponent | 3001-M6C-27 | 3 | Release | Each | 2.0 | Hexagon Thin Nut, ISO4035, M6-1.0, Grade 04 Steel, Zinc Plated, RoHS Fastener | 20589-10948-03713 24140-M6/-/HLST-/TC1D/DIN439B 11060-M6CNFJSTZ6/439B 24140-M6/-/HLST-/TC1/DIN439B A0996-BN124 M6 CR6+FREE | FASTENAL COMPANY TR FORMAC DIV OF TR FASTENINGS ANIXTER TR FORMAC DIV OF TR FASTENINGS BOSSARD | STM
4360 | 8 | 6 |  | CTAComponent | 2000-M6-02 | 3 | Release | Each | 1.0 | Flat Washer, ISO7089, M6, Steel 140HV, Zinc Plated, RoHS Fastener | 20589-10948-03441 A0996-BN715 M6 CR6 Free 11060-M6NWSFSTZ6/125A 24140-M6/-/PWSTWA/TC1 | FASTENAL COMPANY BOSSARD ANIXTER TR FORMAC DIV OF TR FASTENINGS | STM
4361 | 8 | 4 |  | CTAComponent | 5491729 | 1 | Release | Each | 2.0 | Disk spring 11.8x6.2 |  |  | CCX
4362 | 8 | 5 |  | CTAComponent | 5496470 | 1 | Release | Each | 1.0 | screw M3x8_GB79 |  |  | CCX
4363 | 7 | 3 |  | CTAComponent | 5453111 | 1 | Release | Each | 1.0 | Foot step guide pin |  |  | CCX
4364 | 7 | 5 |  | CTAComponent | 5456434 | 1 | Release | Each | 1.0 | Foot step locking assembly cover |  |  | CCX
4365 | 7 | 4 |  | CTAComponent | 5460253 | 1 | Release | Each | 1.0 | Foot step right support pin |  |  | CCX
4366 | 7 | 2 |  | CTAComponent | 5436901 | 1 | Release | Each | 1.0 | Foot step right support bracket |  |  | CCX
4367 | 7 | 7 |  | CTAComponent | 5496469 | 1 | Release | Each | 3.0 | Screw M4X8_GB79 |  |  | CCX
4368 | 7 | 9 |  | CTAComponent | 2000-M4-02 | 6 | Release | Each | 4.0 | Flat Washer, ISO7089, M4, Steel 140HV, Zinc Plated, RoHS Fastener | A0996-BN715 M4 CR6 Free 10487-2000-M4-02 11060-M4NWSFSTZ6/125A 20589-10948-03439 24140-M4/-/PWSTWA/TC1/ISO7089 | BOSSARD OHTA ANIXTER FASTENAL COMPANY TR FORMAC DIV OF TR FASTENINGS | STM
4369 | 7 | 10 |  | CTAComponent | C2106-M4-02 | 3 | Release | Each | 2.0 | Spring Lock Washer, M4, Zinc plated, Rohs Fastener | 24140-C2106-M4-02 | TR FORMAC DIV OF TR FASTENINGS | HLE
4370 | 7 | 6 |  | CTAComponent | 1000-M4C016-04 | 4 | Release | Each | 2.0 | Hexagon Socket Head Cap Screw, M4-0.7, X16mm Long, Grade 8.8 Steel, Zinc Plated, RoHS Fastener | 20589-10948-03233 24140-M4/16/SOHTCS/TC1D/DIN912 10487-1000-M4C016-04 11060-M4C16KCSC9Z6/912 A0996-BN 4 M4 x 16mm CR6+FREE | FASTENAL COMPANY TR FORMAC DIV OF TR FASTENINGS OHTA ANIXTER BOSSARD | STM
4371 | 7 | 8 |  | CTAComponent | 1010-M3C008-14 | 1 | Release | Each | 2.0 | Phillips Flat Head Screw, ISO 7046, M3-0.5, X8mm Long, Grade 4.8 Steel, Zinc Plated, RoHS Fastener | 20589-10948-03502 11060-M3C8MXFSTZ6/965A | FASTENAL COMPANY ANIXTER | STM
4372 | 6 | 6 |  | CTAComponent | 2000-M5-02 | 3 | Release | Each | 6.0 | Flat Washer, ISO7089, M5, Steel 140HV, Zinc Plated, RoHS Fastener | 11060-M5NWSFSTZ6/125A A0996-BN715 M5 CR6 Free 24140-M5/-/PWSTWA/TC1 20589-10948-03440 | ANIXTER BOSSARD TR FORMAC DIV OF TR FASTENINGS FASTENAL COMPANY | STM
4373 | 6 | 7 |  | CTAComponent | 2106-M5-14 | 1 | Release | Each | 6.0 | Spring Lock Washer with Flat Ends JIS B1251, M5, Spring Stainless Steel, Rohs Fastener | 24140-2106-M5-14 | TR FORMAC DIV OF TR FASTENINGS | STM
4374 | 5 | 2 |  | CTAAssembly | 5445185 | 4 | Release | Each | 1.0 | Left shoulder pad assembly |  |  | CCX
4375 | 6 | 1 |  | CTAComponent | 5440513 | 1 | Release | Each | 1.0 | Shoulder fix main frame |  |  | CCX
4376 | 6 | 6 |  | CTAComponent | 5438186 | 1 | Release | Each | 1.0 | Knob support tray base |  |  | CCX
4377 | 6 | 9 |  | CTAComponent | 5450657 | 1 | Release | Each | 1.0 | M4x10_GB973 |  |  | CCX
4378 | 6 | 8 |  | CTAComponent | 5449400 | 1 | Release | Each | 1.0 | Shoulder pad adjusting knob |  |  | CCX
4379 | 6 | 3 |  | CTAComponent | 5444569 | 1 | Release | Each | 1.0 | Shoulder fix knob assembly |  |  | CCX
4380 | 6 | 7 |  | CTAComponent | 5442184 | 1 | Release | Each | 1.0 | Knob PU support tray |  |  | CCX
4381 | 6 | 10 |  | CTAComponent | 5457979 | 1 | Release | Each | 1.0 | Shoulder pad adjusting thimble |  |  | HLE
4382 | 6 | 4 |  | CTAComponent | 5473622 | 1 | Release | Each | 1.0 | Left shoulder pad fix plate |  |  | CCX
4383 | 6 | 5 |  | CTAComponent | 5454762 | 1 | Release | Each | 1.0 | Left shoulder pad |  |  | CCX
4384 | 6 | 2 |  | CTAComponent | 5452280 | 1 | Release | Each | 1.0 | Shoulder adjustinging frame |  |  | CCX
4385 | 6 | 14 |  | CTAComponent | 1000-M4C014-04 | 1 | Release | Each | 2.0 | Hexagon Socket Head Cap Screw, M4-0.7, X14mm Long, Grade 8.8 Steel, Zinc Plated, RoHS Fastener | 11060-M4C14KCSC9Z6/912 A0996-BN 4 M10 x 14mm CR6+FREE 24140-M4/14/SOHTCS/TC1D/ISO4762 | ANIXTER BOSSARD TR FORMAC DIV OF TR FASTENINGS | STM
4386 | 6 | 15 |  | CTAComponent | 1000-M5C016-04 | 5 | Release | Each | 1.0 | Hexagon Socket Head Cap Screw, M5-0.8, X16mm Long, Grade 8.8 Steel, Zinc Plated, RoHS Fastener | 11060-M5C16KCSC9Z6/912 24140-M5/16/SOHTCS/TC1D/DIN912 10487-1000-M5C016-04 20589-ZS2540016ZP0000 A0996-BN 4 M5 x 16mm CR6+FREE | ANIXTER TR FORMAC DIV OF TR FASTENINGS OHTA FASTENAL COMPANY BOSSARD | STM
4387 | 6 | 12 |  | CTAComponent | 5491728 | 1 | Release | Each | 4.0 | POM wearable thimble |  |  | CCX
4388 | 6 | 13 |  | CTAComponent | 1000-M4C010-04 | 5 | Release | Each | 2.0 | Hexagon Socket Head Cap Screw, ISO 4762, M4-0.7, X10mm Long, Grade 8.8 Steel, Zinc Plated, RoHS Fastener | 11060-M4C10KCSC9Z6/912 10487-1000-M4C010-04 20589-10948-03231 24140-M4/10/SOHTCS/TC1D/DIN912 A0996-BN 4 M4 X 10mm CR6+FREE | ANIXTER OHTA FASTENAL COMPANY TR FORMAC DIV OF TR FASTENINGS BOSSARD | STM
4389 | 6 | 11 |  | CTAComponent | 5473623 | 1 | Release | Each | 1.0 | left shoulder rear cover |  |  | CCX
4390 | 6 | 19 |  | CTAComponent | 2106-M5-14 | 1 | Release | Each | 1.0 | Spring Lock Washer with Flat Ends JIS B1251, M5, Spring Stainless Steel, Rohs Fastener | 24140-2106-M5-14 | TR FORMAC DIV OF TR FASTENINGS | STM
4391 | 6 | 18 |  | CTAComponent | 2000-M5-02 | 3 | Release | Each | 1.0 | Flat Washer, ISO7089, M5, Steel 140HV, Zinc Plated, RoHS Fastener | 11060-M5NWSFSTZ6/125A A0996-BN715 M5 CR6 Free 24140-M5/-/PWSTWA/TC1 20589-10948-03440 | ANIXTER BOSSARD TR FORMAC DIV OF TR FASTENINGS FASTENAL COMPANY | STM
4392 | 6 | 17 |  | CTAComponent | 1010-M4C008-14 | 1 | Release | Each | 6.0 | Phillips Flat Head Screw, ISO 7046, M4-0.7, X8mm Long, Grade 4.8 Steel, Zinc Plated, RoHS Fastener | 20589-10948-03507 11060-M4C8MXFSTZ6/965A | FASTENAL COMPANY ANIXTER | STM
4393 | 6 | 16 |  | CTAComponent | 1043-M4C006-37 | 1 | Release | Each | 1.0 | Hexagon Socket Set Screws with Dog Point, ISO 4028, M4-0.7, X6mm Long, A2-21H Stainless Steel, Passivate, RoHS Fastener | A0996-BN619 M4 x 6mm CR6+FREE 11060-M4C6KKDSJ/915 24140-M4/6/HSA2DP/SF/GB79 | BOSSARD ANIXTER TR FORMAC DIV OF TR FASTENINGS | STM
4394 | 4 | 4 |  | CTACircuitBoard | 5440559 | 4 | Release | Each | 1.0 | PT800+ Xray Board PWA |  |  | HLE
4395 | 5 |  | J11,J332,J342 | CTAOOC | 46-221703P17 | 2 | Not Recommended | Each | 3.0 | 025 POS 50 CONT .100 SPACING STRAIGHT W/LONG LATCHES 4-WALL AMP PART IS RESTRICTED DUE TO THE FA CT THAT IT REQUIRES A .250 LONG SCRE W TO RETAIN IT. | 00266 3433-6303 00266 3433-6603 02973 IDH-50PK1-S4-TG30 | 3M (MINNESOTA MINING MFG) 3M (MINNESOTA MINING MFG) ROBINSON NUGENT INC | STA
4396 | 5 |  | VR4 | CTAOOC | 46-312356P2 | 2 | Restricted | Each | 1.0 | VOLTAGE REFERENCE 5 VOLTS .05 PERCENT 5 PP SO8 | 01649-AD586LRZ | ANALOG DEVICES, INC. | STE
4397 | 5 |  | R19,R27,R28,R33 | CTAOOC | 46-312792P5 | 5 | Standard | Each | 4.0 | RESISTOR 49.9 OHMS 1 % .125 WATTS 100 PPM/DEGREE C 100V 0805 PACKAGE L .079 W .050 T .018 | 00006-WCR0805LF49R9F 11623-NRC10F49R9TRF 05498-MC080549R9FTW 18981-CRCW080549R9FKE 06725-RK73H2ATTD49R9F | IRC NIC COMPONENTS CORPORATION RCD COMPONENTS INC. VISHAY KOA | STE
4398 | 5 |  | R29-R32,R68-R71,R76-R79,R82-R85,R90-R93 | CTAOOC | 46-312792P7 | 4 | Standard | Each | 20.0 | RESISTOR 10k OHMS 1 PERCENT .125 WATTS SURFACE MOUNTING 0805 PACKAGE 100 PPM/DEGREE C 100V L .079 W .050 T .018 | 11623-NRC10F1002TRF 05498-MC08051002FTW 18981-CRCW080510K0FKE 00006-WCR0805LF1002F 06725-RK73H2ATTD1002F | NIC COMPONENTS CORPORATION RCD COMPONENTS INC. VISHAY IRC KOA | STE
4399 | 5 |  | R44,R47,R53,R59 | CTAOOC | 46-312792P1 | 6 | Standard | Each | 4.0 | RESISTOR 0 OHM 1PERCENT 125MW 0805 JUMPER SURFACE MOUNTING 0 OHM L .079 W .050 T .018 | 18981-CRCW08050000Z0E 06725-RK73Z2AT 05498-ZC0805TW | VISHAY KOA RCD COMPONENTS INC. | STE
4400 | 5 |  | TP0-TP3 | CTAOOC | 46-301752P5 | 3 | Standard | Each | 4.0 | CONNECTOR 1 CONTACTS SURFACE MOUNT PRINTED CIRCUIT TEST POINTS | 04947 5016 ZZC70-TP-107-02-1-T | KEYSTONE ELECTRONICS CORP COMPONENTS CORPORATION | STE
4401 | 5 |  | J1 | CTAOOC | 46-296085P3 | 1 | Restricted | Each | 1.0 | CONNECTOR 4 CONTACTS FOR GOLD PLATED CONTACTS SEE 46-2218 60P3. | 18996-641968-1 | TE CONNECTIVITY | STE
4402 | 5 |  | D1-D12 | CTAOOC | 46-315841P2 | 1 | Standard | Each | 12.0 | SEMICONDUCTOR:DIODE 75 VOLTS 200m AM HIGH CONDUCTANCE LOW LEAKAGE SOT-23 | 18846-BAS116LT1G | ON SEMICONDUCTOR | STE
4403 | 5 |  | R11,R12,R37,R38 | CTAOOC | 46-312792P117 | 5 | Standard | Each | 4.0 | RESISTOR 3.16k OHMS 1 % .125 WATTS | 11962-RC0805FR-073K16L 00006-WCR0805LF3161F 05498-MC08053161FTW 18981-CRCW08053K16FKE 06725-RK73H2ATTD3161F 02254-MCR10EZPF3161 | YAGEO IRC RCD COMPONENTS INC. VISHAY KOA ROHM | STE
4404 | 5 |  | R13-R16 | CTAOOC | 46-312792P24 | 3 | Standard | Each | 4.0 | RESISTOR 20k OHMS 1 PERCENT .125 WATTS | 06725-RK73H2ATTD2002F 05498-MC08052002FTW 18981-CRCW080520K0FKE 00006-WCR0805LF2002F | KOA RCD COMPONENTS INC. VISHAY IRC | STE
4405 | 5 |  | R17,R18,R20,R21 | CTAOOC | 46-312792P62 | 4 | Standard | Each | 4.0 | RESISTOR 2M OHMS 1 % .125 WATTS 100 VOLT 100 PPM TC 0805 PACKAGE | 00006-WCR0805LF2004F 18981-CRCW08052M00FKE 11623-NRC10F2004TRF 05498-MC08052004FT101W 02254-MCR10EZPF2004 | IRC VISHAY NIC COMPONENTS CORPORATION RCD COMPONENTS INC. ROHM | STE
4406 | 5 |  | R3-R10 | CTAOOC | 46-312792P81 | 6 | Standard | Each | 8.0 | RESISTOR 100 OHMS 1 PERCENT .125 WATTS 100 VOLT 100 PPM TC 0805 PACKAGE | 18981-CRCW0805100RFKE 11962-RC0805FR-07100RL 00006-WCR0805LF1000F 05498-MC08051000FTW 06725-RK73H2ATTD1000F 02254-MCR10EZPF1000 | VISHAY YAGEO IRC RCD COMPONENTS INC. KOA ROHM | STE
4407 | 5 |  | R51 | CTAOOC | 46-312792P113 | 4 | Standard | Each | 1.0 | RESISTOR 2.37k OHMS 1 PERCENT .1 WATTS 100 VOLT 100 PPM TC 0805 PACKAGE | 02254-MCR10EZPF2371 07092-ERJ-6ENF2371V 00006-WCR0805LF2371F 11962-RC0805FR-072K37L 05498-MC0805-2371-FTW 18981-CRCW08052K37FKE 06725-RK73H2ATTP2371F 10302-RMCF 1/10 2.37K 1% 10302-RMCF0805FT2K37 | ROHM PANASONIC IRC YAGEO RCD COMPONENTS INC. VISHAY KOA SEI SEI | STE
4408 | 5 |  | R22-R25 | CTAOOC | 46-312792P41 | 3 | Standard | Each | 4.0 | RESISTOR 1M OHMS 1 % .125 WATTS | 18981-CRCW08051M00FKE 06725-RK73H2ATTD1004F 00006-WCR0805LF1004F 05498-MC08051004FTW | VISHAY KOA IRC RCD COMPONENTS INC. | STE
4409 | 5 |  | R1,R2,R35,R36,R39-R42,R45,R46,R49,R50,R60-R64,R80,R88 | CTAOOC | 46-312792P13 | 4 | Standard | Each | 19.0 | RESISTOR 1k OHMS 1 PERCENT .125 WATTS 0805 CASE SIZE | 11623-NRC10F1001TRF 05498-MC08051001FTW 18981-CRCW08051K00FKE 06725-RK73H2ATTD1001F 00006-WCR0805LF1001F | NIC COMPONENTS CORPORATION RCD COMPONENTS INC. VISHAY KOA IRC | STE
4410 | 5 |  | R48,R55,R67,R72-R74,R86,R87 | CTAOOC | 46-312792P11 | 4 | Standard | Each | 8.0 | RESISTOR 2k OHMS 1 % .125 WATTS 100V 100PPM/C | 18981-CRCW08052K00FKE 11623-NRC10F2001TRF 00006-WCR0805LF2001F 06725-RK73H2ATTD2001F 05498-MC08052001FTW | VISHAY NIC COMPONENTS CORPORATION IRC KOA RCD COMPONENTS INC. | STE
4411 | 5 |  | U1,U8 | CTAOOC | 2154024 | 2 | Standard | Each | 2.0 | INT RECEIV 26C32 SO16 .15 SMD | 00495-AM26C32IDE4 00036-DS26C32ATM NOPB 00495-DS26C32ATM NOPB | TEXAS INSTRUMENTS NATIONAL SEMICONDUCTOR TEXAS INSTRUMENTS | STE
4412 | 5 |  | AR1-AR5 | CTAOOC | 2110206-2 | 1 | Standard | Each | 5.0 | AMPLIFIER OP AMP LM324 QUAD AMPLIFIER_NEW QUAD LOW POWER DIFFERENTIAL INPUT OPERATIONAL AMPLIFIER LM324A 14-PIN DIP | 18846-LM324ADG | ON SEMICONDUCTOR | STE
4413 | 5 |  | U3 | CTAOOC | 2138960-2 | 1 | Restricted | Each | 1.0 | ANALOG SWITCH AND MUX ANALOG MUX 4-CHANNEL DIFFERENTIAL BREAK-BEFORE- MAKE ANALOG MUX SOP16 THIS PART HAS A SETTLING ACCURACY OF LESS THEN 10PPM AT 18 USEC USE 2138960 FOR STANDARD PART | 18981-DG409DY-E3 | VISHAY | STE
4414 | 5 |  | U4-U7,U9-U12 | CTAOOC | 2154023 | 2 | Standard | Each | 8.0 | INT DRIVER LIGN 26C31 SO16 .15 SMD | 00036-DS26C31TM NOPB 00495-AM26C31IDE4 00495-DS26C31TM NOPB | NATIONAL SEMICONDUCTOR TEXAS INSTRUMENTS TEXAS INSTRUMENTS | STE
4415 | 5 |  | U15 | CTAOOC | 2105421 | 1 | Restricted | Each | 1.0 | AMPLIFIER 2 EACH 2 PPM-DEG C 5.2 VOL SINGLE SUPPLY, RAIL TO RAIL LOW POWERFET-INPUT OP AMP | 01649-AD822BRZ | ANALOG DEVICES, INC. | STE
4416 | 5 |  | U2,U13 | CTAOOC | 2103629 | 2 | Standard | Each | 2.0 | ANALOG SWITCH AND MUX ANALOG MUX | 18981-DG408DY-E3 | VISHAY | STE
4417 | 5 |  | DS1,DS2 | CTAOOC | 2279219-2 | 1 | Standard | Each | 2.0 | LED GREEN LTST-C190G 0603 SMD | 18802 AP1608SGC 00941 HSMG-C190 11520 LTST-C190GKT 09050 PG1111C | KINGBRIGHT AVAGO TECHNOLOGIES LITE-ON STANLEY ELECTRIC CO LTD | STE
4418 | 5 |  | C1,C26,C27 | CTAOOC | 2378169 | 3 | Standard | Each | 3.0 | U6214CS CAPACITOR FIXED 100U FARADS | 07092-EEEHA1V101XP 06533-UWZ1V101MCL1GS 10220-EMVE350ADA101MF80G | PANASONIC NICHICON CORPORATION CHEMI-CON | STE
4419 | 5 |  | C2-C13,C18-C25 | CTAOOC | 2187107-6 | 3 | Not Recommended | Each | 20.0 | CAPACITOR FIXED .1u FARADS 50 VOLTS | 08390 C0805C104K5RAC 07945-CL21B104KBCNNNC | KEMET SAMSUNG | STE
4420 | 5 |  | C30,C32-C37,C40-C47 | CTAOOC | 2235239-6 | 2 | Standard | Each | 15.0 | CAPACITOR X7R 100NF 10% 16V 0603 | 08390 C0603C104K4RAC 18981-VJ0603Y104KXJ 11962-CC0603KRX7R7BB104 19214-0603YC104KAT | KEMET VISHAY YAGEO AVX/KYOCERA | STE
4421 | 5 |  | C28,C29,C38,C39 | CTAOOC | 2235239-22 | 2 | Standard | Each | 4.0 | CAPACITOR 1U, 10 PERCENT, 16V, CERAMIC, X7R, 0603 | 03041-C1608X7R1C105K 19214-0603YC105KAT2A 08390-C0603C105K4RAC 02862-GRM188R71C105KA12 03041-C1608X7R1C105K080AC | TDK AVX/KYOCERA KEMET MURATA TDK | STE
4422 | 5 |  | J82 | CTAOOC | 2256875-9 | 1 | Not Recommended | Each | 1.0 | CONNEC 4.2-5566 2X6C STR PLU-TIN+PEG. WARNING: Unknown Whisker Risk | 01525 39-29-9122 18996-1-794307-1 | MOLEX TE CONNECTIVITY | STE
4423 | 5 |  | C31 | CTAOOC | 2183937-10 | 3 | Standard | Each | 1.0 | CAPA TANT 10UF 10% 25V 6032 | 08390-T491C106K025AT 08390-B45196H5106K30 18981-293D106X9025C2TE3 19214-TAJC106K025RNJ | KEMET KEMET VISHAY AVX/KYOCERA | STE
4424 | 5 |  | C14-C17 | CTAOOC | 2187107-3 | 1 | Standard | Each | 4.0 | CAPACITOR FIXED .01u FARADS 50 VOLTS | 08390 C0805C103K5RAC 19214-08055C103KAT | KEMET AVX/KYOCERA | STE
4425 | 5 |  | R56-R58,VR9-VR11 | CTAOOC | 2182276-6 | 1 | Not Recommended | Each | 6.0 | RESISTOR 5k OHMS 10 PERCENT 400m WATTS. WARNING: Unknown Whisker Risk | 00078-3362P-1-502LF 01667-25PR5KLF 18981-T73YE502K | BOURNS BI TECHNOLOGIES VISHAY | STE
4426 | 5 |  | PWB | CTACircuitBoard | 5453164 | 1 | Release | Each | 1.0 | PT800+ XRAY board PWB |  |  | HLE
4427 | 6 |  | J1 | CTAOOC | 46-296085P3 | 1 | Restricted | Each | 1.0 | CONNECTOR 4 CONTACTS FOR GOLD PLATED CONTACTS SEE 46-2218 60P3. | 18996-641968-1 | TE CONNECTIVITY | STE
4428 | 6 |  | VR4 | CTAOOC | 46-312356P2 | 2 | Restricted | Each | 1.0 | VOLTAGE REFERENCE 5 VOLTS .05 PERCENT 5 PP SO8 | 01649-AD586LRZ | ANALOG DEVICES, INC. | STE
4429 | 6 |  | TP0-TP3 | CTAOOC | 46-301752P5 | 3 | Standard | Each | 4.0 | CONNECTOR 1 CONTACTS SURFACE MOUNT PRINTED CIRCUIT TEST POINTS | 04947 5016 ZZC70-TP-107-02-1-T | KEYSTONE ELECTRONICS CORP COMPONENTS CORPORATION | STE
4430 | 6 |  | J11,J332,J342 | CTAOOC | 46-221703P17 | 2 | Not Recommended | Each | 3.0 | 025 POS 50 CONT .100 SPACING STRAIGHT W/LONG LATCHES 4-WALL AMP PART IS RESTRICTED DUE TO THE FA CT THAT IT REQUIRES A .250 LONG SCRE W TO RETAIN IT. | 00266 3433-6303 00266 3433-6603 02973 IDH-50PK1-S4-TG30 | 3M (MINNESOTA MINING MFG) 3M (MINNESOTA MINING MFG) ROBINSON NUGENT INC | STA
4431 | 6 |  | R47,R52,R59 | CTAOOC | 46-312792P1 | 6 | Standard | Each | 3.0 | RESISTOR 0 OHM 1PERCENT 125MW 0805 JUMPER SURFACE MOUNTING 0 OHM L .079 W .050 T .018 | 18981-CRCW08050000Z0E 06725-RK73Z2AT 05498-ZC0805TW | VISHAY KOA RCD COMPONENTS INC. | STE
4432 | 6 |  | R1,R2,R35,R36,R41,R42,R45,R46,R49,R50,R60-R64 | CTAOOC | 46-312792P13 | 4 | Standard | Each | 15.0 | RESISTOR 1k OHMS 1 PERCENT .125 WATTS 0805 CASE SIZE | 11623-NRC10F1001TRF 05498-MC08051001FTW 18981-CRCW08051K00FKE 06725-RK73H2ATTD1001F 00006-WCR0805LF1001F | NIC COMPONENTS CORPORATION RCD COMPONENTS INC. VISHAY KOA IRC | STE
4433 | 6 |  | R13-R16 | CTAOOC | 46-312792P24 | 3 | Standard | Each | 4.0 | RESISTOR 20k OHMS 1 PERCENT .125 WATTS | 06725-RK73H2ATTD2002F 05498-MC08052002FTW 18981-CRCW080520K0FKE 00006-WCR0805LF2002F | KOA RCD COMPONENTS INC. VISHAY IRC | STE
4434 | 6 |  | R29-R32 | CTAOOC | 46-312792P7 | 4 | Standard | Each | 4.0 | RESISTOR 10k OHMS 1 PERCENT .125 WATTS SURFACE MOUNTING 0805 PACKAGE 100 PPM/DEGREE C 100V L .079 W .050 T .018 | 11623-NRC10F1002TRF 05498-MC08051002FTW 18981-CRCW080510K0FKE 00006-WCR0805LF1002F 06725-RK73H2ATTD1002F | NIC COMPONENTS CORPORATION RCD COMPONENTS INC. VISHAY IRC KOA | STE
4435 | 6 |  | R19,R27,R28,R33 | CTAOOC | 46-312792P5 | 5 | Standard | Each | 4.0 | RESISTOR 49.9 OHMS 1 % .125 WATTS 100 PPM/DEGREE C 100V 0805 PACKAGE L .079 W .050 T .018 | 00006-WCR0805LF49R9F 11623-NRC10F49R9TRF 05498-MC080549R9FTW 18981-CRCW080549R9FKE 06725-RK73H2ATTD49R9F | IRC NIC COMPONENTS CORPORATION RCD COMPONENTS INC. VISHAY KOA | STE
4436 | 6 |  | R17,R18,R20,R21 | CTAOOC | 46-312792P62 | 4 | Standard | Each | 4.0 | RESISTOR 2M OHMS 1 % .125 WATTS 100 VOLT 100 PPM TC 0805 PACKAGE | 00006-WCR0805LF2004F 18981-CRCW08052M00FKE 11623-NRC10F2004TRF 05498-MC08052004FT101W 02254-MCR10EZPF2004 | IRC VISHAY NIC COMPONENTS CORPORATION RCD COMPONENTS INC. ROHM | STE
4437 | 6 |  | R3-R10 | CTAOOC | 46-312792P81 | 6 | Standard | Each | 8.0 | RESISTOR 100 OHMS 1 PERCENT .125 WATTS 100 VOLT 100 PPM TC 0805 PACKAGE | 18981-CRCW0805100RFKE 11962-RC0805FR-07100RL 00006-WCR0805LF1000F 05498-MC08051000FTW 06725-RK73H2ATTD1000F 02254-MCR10EZPF1000 | VISHAY YAGEO IRC RCD COMPONENTS INC. KOA ROHM | STE
4438 | 6 |  | R22-R25 | CTAOOC | 46-312792P41 | 3 | Standard | Each | 4.0 | RESISTOR 1M OHMS 1 % .125 WATTS | 18981-CRCW08051M00FKE 06725-RK73H2ATTD1004F 00006-WCR0805LF1004F 05498-MC08051004FTW | VISHAY KOA IRC RCD COMPONENTS INC. | STE
4439 | 6 |  | R11,R12,R37-R40,R43,R44,R53,R54,R65,R66 | CTAOOC | 46-312792P117 | 5 | Standard | Each | 12.0 | RESISTOR 3.16k OHMS 1 % .125 WATTS | 11962-RC0805FR-073K16L 00006-WCR0805LF3161F 05498-MC08053161FTW 18981-CRCW08053K16FKE 06725-RK73H2ATTD3161F 02254-MCR10EZPF3161 | YAGEO IRC RCD COMPONENTS INC. VISHAY KOA ROHM | STE
4440 | 6 |  | U2,U13 | CTAOOC | 2103629 | 2 | Standard | Each | 2.0 | ANALOG SWITCH AND MUX ANALOG MUX | 18981-DG408DY-E3 | VISHAY | STE
4441 | 6 |  | D1-D12 | CTAOOC | 46-315841P2 | 1 | Standard | Each | 12.0 | SEMICONDUCTOR:DIODE 75 VOLTS 200m AM HIGH CONDUCTANCE LOW LEAKAGE SOT-23 | 18846-BAS116LT1G | ON SEMICONDUCTOR | STE
4442 | 6 |  | R51 | CTAOOC | 46-312792P113 | 4 | Standard | Each | 1.0 | RESISTOR 2.37k OHMS 1 PERCENT .1 WATTS 100 VOLT 100 PPM TC 0805 PACKAGE | 02254-MCR10EZPF2371 07092-ERJ-6ENF2371V 00006-WCR0805LF2371F 11962-RC0805FR-072K37L 05498-MC0805-2371-FTW 18981-CRCW08052K37FKE 06725-RK73H2ATTP2371F 10302-RMCF 1/10 2.37K 1% 10302-RMCF0805FT2K37 | ROHM PANASONIC IRC YAGEO RCD COMPONENTS INC. VISHAY KOA SEI SEI | STE
4443 | 6 |  | U3 | CTAOOC | 2138960-2 | 1 | Restricted | Each | 1.0 | ANALOG SWITCH AND MUX ANALOG MUX 4-CHANNEL DIFFERENTIAL BREAK-BEFORE- MAKE ANALOG MUX SOP16 THIS PART HAS A SETTLING ACCURACY OF LESS THEN 10PPM AT 18 USEC USE 2138960 FOR STANDARD PART | 18981-DG409DY-E3 | VISHAY | STE
4444 | 6 |  | U4-U7,U9-U12 | CTAOOC | 2154023 | 2 | Standard | Each | 8.0 | INT DRIVER LIGN 26C31 SO16 .15 SMD | 00036-DS26C31TM NOPB 00495-AM26C31IDE4 00495-DS26C31TM NOPB | NATIONAL SEMICONDUCTOR TEXAS INSTRUMENTS TEXAS INSTRUMENTS | STE
4445 | 6 |  | AR1 | CTAOOC | 2110206-2 | 1 | Standard | Each | 1.0 | AMPLIFIER OP AMP LM324 QUAD AMPLIFIER_NEW QUAD LOW POWER DIFFERENTIAL INPUT OPERATIONAL AMPLIFIER LM324A 14-PIN DIP | 18846-LM324ADG | ON SEMICONDUCTOR | STE
4446 | 6 |  | U15 | CTAOOC | 2105421 | 1 | Restricted | Each | 1.0 | AMPLIFIER 2 EACH 2 PPM-DEG C 5.2 VOL SINGLE SUPPLY, RAIL TO RAIL LOW POWERFET-INPUT OP AMP | 01649-AD822BRZ | ANALOG DEVICES, INC. | STE
4447 | 6 |  | R56-R58,VR9-VR11 | CTAOOC | 2182276-6 | 1 | Not Recommended | Each | 6.0 | RESISTOR 5k OHMS 10 PERCENT 400m WATTS. WARNING: Unknown Whisker Risk | 00078-3362P-1-502LF 01667-25PR5KLF 18981-T73YE502K | BOURNS BI TECHNOLOGIES VISHAY | STE
4448 | 6 |  | VR1-VR3,VR5-VR7 | CTAOOC | 2182276-4 | 1 | Not Recommended | Each | 6.0 | RESISTOR 1k OHMS 10 PERCENT 400m WATTS. WARNING: Unknown Whisker Risk | 01667-25PR1KLF 18981-T73YE102K 00078-3362P-1-102LF | BI TECHNOLOGIES VISHAY BOURNS | STE
4449 | 6 |  | U1,U8 | CTAOOC | 2154024 | 2 | Standard | Each | 2.0 | INT RECEIV 26C32 SO16 .15 SMD | 00495-AM26C32IDE4 00036-DS26C32ATM NOPB 00495-DS26C32ATM NOPB | TEXAS INSTRUMENTS NATIONAL SEMICONDUCTOR TEXAS INSTRUMENTS | STE
4450 | 6 |  | C14-C17 | CTAOOC | 2187107-3 | 1 | Standard | Each | 4.0 | CAPACITOR FIXED .01u FARADS 50 VOLTS | 08390 C0805C103K5RAC 19214-08055C103KAT | KEMET AVX/KYOCERA | STE
4451 | 6 |  | C2-C13,C18-C25 | CTAOOC | 2187107-6 | 3 | Not Recommended | Each | 20.0 | CAPACITOR FIXED .1u FARADS 50 VOLTS | 08390 C0805C104K5RAC 07945-CL21B104KBCNNNC | KEMET SAMSUNG | STE
4452 | 6 |  | C31 | CTAOOC | 2183937-10 | 3 | Standard | Each | 1.0 | CAPA TANT 10UF 10% 25V 6032 | 08390-T491C106K025AT 08390-B45196H5106K30 18981-293D106X9025C2TE3 19214-TAJC106K025RNJ | KEMET KEMET VISHAY AVX/KYOCERA | STE
4453 | 6 |  | C28,C29 | CTAOOC | 2235239-22 | 2 | Standard | Each | 2.0 | CAPACITOR 1U, 10 PERCENT, 16V, CERAMIC, X7R, 0603 | 03041-C1608X7R1C105K 19214-0603YC105KAT2A 08390-C0603C105K4RAC 02862-GRM188R71C105KA12 03041-C1608X7R1C105K080AC | TDK AVX/KYOCERA KEMET MURATA TDK | STE
4454 | 6 |  | J82 | CTAOOC | 2256875-9 | 1 | Not Recommended | Each | 1.0 | CONNEC 4.2-5566 2X6C STR PLU-TIN+PEG. WARNING: Unknown Whisker Risk | 01525 39-29-9122 18996-1-794307-1 | MOLEX TE CONNECTIVITY | STE
4455 | 6 |  | C30 | CTAOOC | 2235239-6 | 2 | Standard | Each | 1.0 | CAPACITOR X7R 100NF 10% 16V 0603 | 08390 C0603C104K4RAC 18981-VJ0603Y104KXJ 11962-CC0603KRX7R7BB104 19214-0603YC104KAT | KEMET VISHAY YAGEO AVX/KYOCERA | STE
4456 | 6 |  | C1,C26,C27 | CTAOOC | 2378169 | 3 | Standard | Each | 3.0 | U6214CS CAPACITOR FIXED 100U FARADS | 07092-EEEHA1V101XP 06533-UWZ1V101MCL1GS 10220-EMVE350ADA101MF80G | PANASONIC NICHICON CORPORATION CHEMI-CON | STE
4457 | 6 |  | R26,R34 | CTAOOC | 2338941-17 | 3 | Restricted | Each | 2.0 | RESISTOR 15.8k OHMS .1 Percent 100m WATTS 0805 SMT CHIP 15 PPM DEG C | 05498-BLU0805-1582-BT10W 00006-PCF-W0805LF-12-1582-B 18981-TNPW080515K8BXE 06725-RN732ATTD1582B10 | RCD COMPONENTS INC. IRC VISHAY KOA | STE
4458 | 6 |  | DS1,DS2 | CTAOOC | 2279219-2 | 1 | Standard | Each | 2.0 | LED GREEN LTST-C190G 0603 SMD | 18802 AP1608SGC 00941 HSMG-C190 11520 LTST-C190GKT 09050 PG1111C | KINGBRIGHT AVAGO TECHNOLOGIES LITE-ON STANLEY ELECTRIC CO LTD | STE
4459 | 6 |  | Q2,Q4 | CTAOOC | 5118750 | 3 | Standard | Each | 2.0 | TRANSISTOR PNP MJD32C DPAK 100V 3A 15W | 00124-MJD32CT4 07643-MJD32CTF | ST MICROELECTRONICS FAIRCHILD | STE
4460 | 6 |  | Q1,Q3 | CTAOOC | 5118749 | 3 | Standard | Each | 2.0 | TRANSISTOR NPN MJD31C DPAK 100V 3A 15W | 00124-MJD31C 07643-MJD31CTF | ST MICROELECTRONICS FAIRCHILD | STE
4461 | 6 |  | CR1-CR10 | CTAOOC | 2408243-2 | 1 | Restricted | Each | 10.0 | DIODE, TVS, BIDIRECTIONAL, 350W PEAK, 13.3V VZ, 11A PEAK, GBLC12C, SOD323 PACKAGE | 10289-GBLC12C-LF | PROTEK DEVICES | STE
4462 | 6 |  | U14 | CTAOOC | 5138662 | 2 | Standard | Each | 1.0 | CONVERTER DAC, 12 BIT, 50KHZ, 2 PER PKG, 10-LEAD MINI SMALL OUTLINE MSOP RM-10 PACKAGE | 01649-AD5322BRMZ | ANALOG DEVICES | STE
4463 | 5 |  | Q2,Q4 | CTAOOC | 5118750 | 3 | Standard | Each | 2.0 | TRANSISTOR PNP MJD32C DPAK 100V 3A 15W | 00124-MJD32CT4 07643-MJD32CTF | ST MICROELECTRONICS FAIRCHILD | STE
4464 | 5 |  | U14 | CTAOOC | 5138662 | 2 | Standard | Each | 1.0 | CONVERTER DAC, 12 BIT, 50KHZ, 2 PER PKG, 10-LEAD MINI SMALL OUTLINE MSOP RM-10 PACKAGE | 01649-AD5322BRMZ | ANALOG DEVICES | STE
4465 | 5 |  | Q1,Q3 | CTAOOC | 5118749 | 3 | Standard | Each | 2.0 | TRANSISTOR NPN MJD31C DPAK 100V 3A 15W | 00124-MJD31C 07643-MJD31CTF | ST MICROELECTRONICS FAIRCHILD | STE
4466 | 5 |  | CR1-CR10 | CTAOOC | 2408243-2 | 1 | Restricted | Each | 10.0 | DIODE, TVS, BIDIRECTIONAL, 350W PEAK, 13.3V VZ, 11A PEAK, GBLC12C, SOD323 PACKAGE | 10289-GBLC12C-LF | PROTEK DEVICES | STE
4467 | 4 | 1 |  | CTAAssembly | 5444849 | 12 | Release | Each | 1.0 | Positioning Table Assembly |  |  | CCX
4468 | 5 | 27 |  | CTAComponent | C1213-M4C008-14 | 1 | Release | Each | 13.0 | GB_T 9074.8，M4x8mm，Grade 4.8 Steel，Zinc finish，RoHS Fastener | 25114-M4/8/PPSTPS/TC1/GB9074.8 | TR FORMAC SHANGHAI PTE LTD | HLE
4469 | 5 | 21 |  | CTAComponent | 1000-M12C040-04 | 2 | Release | Each | 8.0 | Hexagon Socket Head Cap Screw, M12-1.75, X40mm Long, Grade 8.8 Steel, Zinc Plated, RoHS Fastener | 11060-M12C40KCSC9Z6/912 20589-10948-03249 10487-1000-M12C040-04 | ANIXTER FASTENAL COMPANY OHTA | STM
4470 | 5 | 33 |  | CTAComponent | 2203-M8-07 | 3 | Release | Each | 8.0 | Curved Lock Washer, DIN 128A, M8, Spring Steel, Zinc Plated, RoHS Fastener | 20589-10948-04153 11060-M8NLOCSTMZT/128A | FASTENAL COMPANY ANIXTER | STM
4471 | 5 | 24 |  | CTAComponent | 1000-M8C030-04 | 3 | Release | Each | 4.0 | Hexagon Socket Head Cap Screw, M8-1.25, X30mm Long, Grade 8.8 Steel, Zinc Plated, RoHS Fastener | 11060-M8C30KCSC9Z6/912 20589-ZS2580030ZP0000 24140-M8/30/SOHTCS/TC1D/DIN912 10487-1000-M8C030-04 | ANIXTER FASTENAL COMPANY TR FORMAC DIV OF TR FASTENINGS OHTA | STM
4472 | 5 | 5 |  | CTAComponent | 5449191 | 1 | Release | Each | 1.0 | Belt Polymax |  |  | HLE
4473 | 5 | 7 |  | CTAAssembly | 5446768 | 2 | Release | Each | 1.0 | Back Base Cover |  |  | HLE
4474 | 6 | 4 |  | CTAComponent | 5440486 | 1 | Release | Each | 1.0 | Cover For Protecting Mouse |  |  | HLE
4475 | 6 | 1 |  | CTAComponent | 5456417 | 2 | Release | Each | 1.0 | Back Base Cover I |  |  | HLE
4476 | 6 | 3 |  | CTAComponent | 5449842 | 1 | Release | Each | 1.0 | Joint Board |  |  | HLE
4477 | 6 | 2 |  | CTAComponent | 5444522 | 1 | Release | Each | 1.0 | Back Base Cover II |  |  | HLE
4478 | 6 | 5 |  | CTAComponent | C1213-M3C006-14 | 1 | Release | Each | 2.0 | GB_T 9074.8，M3x6mm，Grade 4.8 Steel，Zinc finish，RoHS Fastener | 25114-M3/6/PPSTPS/TC1/GB9074.8 | TR FORMAC SHANGHAI PTE LTD | HLE
4479 | 5 | 9 |  | CTAComponent | 5439529 | 3 | Release | Each | 1.0 | Middle Base Cover |  |  | HLE
4480 | 5 | 8 |  | CTAAssembly | 5459260 | 1 | Release | Each | 1.0 | Front Base Cover |  |  | HLE
4481 | 6 | 2 |  | CTAComponent | 5441341 | 1 | Release | Each | 1.0 | Front Base Cover II |  |  | HLE
4482 | 6 | 1 |  | CTAComponent | 5447803 | 2 | Release | Each | 1.0 | Front Base Cover I |  |  | HLE
4483 | 5 | 6 |  | CTAAssembly | 5460821 | 4 | Release | Each | 1.0 | Electric Control Unit |  |  | CCX
4484 | 6 | 13 |  | CTAComponent | 5436979 | 1 | Release | Each | 1.0 | PS800R table power relay |  |  | HLE
4485 | 6 | 6 |  | CTAComponent | 5440286 | 2 | Release | Each | 1.0 | terminal board |  |  | CCX
4486 | 6 | 5 |  | CTAAssembly | 5447579 | 1 | Release | Each | 1.0 | Transducer Cover For 1100W |  |  | CCX
4487 | 7 | 1 |  | CTAComponent | 5462461 | 1 | Release | Each | 1.0 | Shield box for 1100W |  |  | CCX
4488 | 7 | 3 |  | CTAComponent | C1213-M3C006-14 | 1 | Release | Each | 6.0 | GB_T 9074.8，M3x6mm，Grade 4.8 Steel，Zinc finish，RoHS Fastener | 25114-M3/6/PPSTPS/TC1/GB9074.8 | TR FORMAC SHANGHAI PTE LTD | HLE
4489 | 7 | 2 |  | CTAComponent | 5459448 | 1 | Release | Each | 1.0 | Cover piece for 1100W |  |  | CCX
4490 | 6 | 7 |  | CTAComponent | 5454576 | 2 | Release | Each | 1.0 | Transformer |  |  | CCX
4491 | 6 | 3 |  | CTAAssembly | 5453702 | 1 | Release | Each | 1.0 | Transducer Cover For 750W |  |  | CCX
4492 | 7 | 2 |  | CTAComponent | 5460992 | 1 | Release | Each | 1.0 | Cover piece for 750W |  |  | CCX
4493 | 7 | 3 |  | CTAComponent | C1213-M3C006-14 | 1 | Release | Each | 4.0 | GB_T 9074.8，M3x6mm，Grade 4.8 Steel，Zinc finish，RoHS Fastener | 25114-M3/6/PPSTPS/TC1/GB9074.8 | TR FORMAC SHANGHAI PTE LTD | HLE
4494 | 7 | 1 |  | CTAComponent | 5438148 | 1 | Release | Each | 1.0 | Shield Box For 750W |  |  | CCX
4495 | 6 | 9 |  | CTAComponent | 5168929 | 1 | Release | Each | 3.0 | copper socket |  |  | HLE
4496 | 6 | 15 |  | CTAComponent | 5462293 | 2 | Release | Each | 1.0 | Switch Power |  |  | CCX
4497 | 6 | 12 |  | CTAComponent | 5457946 | 1 | Release | Each | 9.0 | RICHCO FTH-7A1-RT FLAT TIE HOLDER 25.4x25.4x7.1mm, ACCOMODATES 5x2mm |  |  | HLE
4498 | 6 | 8 |  | CTAComponent | 5462129 | 2 | Release | Each | 1.0 | Switch power |  |  | CCX
4499 | 6 | 11 |  | CTAComponent | 5462290 | 1 | Release | Each | 1.0 | Copper Ground Bar |  |  | CCX
4500 | 6 | 10 |  | CTAComponent | 5457748 | 1 | Release | Each | 1.0 | Bracket for Copper Termination |  |  | CCX
4501 | 6 | 16 |  | CTAComponent | 1007-M4C012-14 | 1 | Release | Each | 5.0 | Phillips Pan Head Screw, ISO 7045, M4-0.7, X12mm Long, Grade 4.8 Steel, Zinc Plated, RoHS Fastener | 20589-10948-03571 11060-M4C12MXPSTZ6/7985 | FASTENAL COMPANY ANIXTER | STM
4502 | 6 | 17 |  | CTAComponent | 1007-M6C012-14 | 1 | Release | Each | 1.0 | Phillips Pan Head Screw, ISO 7045, M6-1, X12mm Long, Grade 4.8 Steel, Zinc Plated, RoHS Fastener | 20589-10948-03583 11060-M6C12MXPSTZ6/7985 | FASTENAL COMPANY ANIXTER | STM
4503 | 6 | 18 |  | CTAComponent | 1010-M4C006-14 | 2 | Release | Each | 9.0 | Phillips Flat Head Screw, ISO 7046, M4-0.7, X6mm Long, Grade 4.8 Steel, Zinc Plated, RoHS Fastener | 11060-M4C6MXFSTZ6/965A A0996-BN 388 M4-0.7 x 6mm CR6+FREE 12217-25030-109 | ANIXTER BOSSARD MIDWEST PRODUCTS & ENGINEERING | STM
4504 | 6 | 14 |  | CTAComponent | 5492790 | 1 | Release | Each | 1.0 | Transform Cover |  |  | CCX
4505 | 6 | 1 |  | CTAAssembly | 5492643 | 1 | Release | Each | 1.0 | Base Board welding For Electric Control Unit |  |  | CCX
4506 | 7 | 2 |  | CTAComponent | 5492644 | 1 | Release | Each | 1.0 | Connection board |  |  | CCX
4507 | 7 | 1 |  | CTAComponent | 5452884 | 1 | Release | Each | 1.0 | Base Board For Electric Control Unit |  |  | CCX
4508 | 6 | 26 |  | CTAComponent | 5445416-3 | 1 | Release | Each | 2.0 | AVID PRODUCTS STEEL P-CLAMP or R-clamp DIA7.9, WIDE9.7,19243 SCP-5-323-203 |  |  | HLE
4509 | 6 | 24 |  | CTAComponent | 5438742 | 2 | Release | Each | 5.0 | Fuse Holder |  |  | CCX
4510 | 6 | 25 |  | CTAComponent | 5445416-2 | 1 | Release | Each | 2.0 | AVID PRODUCTS STEEL P-CLAMP or R-clamp DIA6.4, WIDE9.7, 19243-SCP-4-323-203 |  |  | HLE
4511 | 6 | 23 |  | CTAComponent | 2000-M6-03 | 3 | Release | Each | 1.0 | Flat Washer, ISO7089, M6, Steel 200HV, Zinc Plated, RoHS Fastener | 20589-10948-03457 10487-2000-M6-03 11060-M6NWSFSTZ6/125ATP 24140-M6/-/PWSTWA/TC1/DIN125 | FASTENAL COMPANY OHTA ANIXTER TR FORMAC DIV OF TR FASTENINGS | STM
4512 | 6 | 19 |  | CTAComponent | C1213-M4C008-14 | 1 | Release | Each | 43.0 | GB_T 9074.8，M4x8mm，Grade 4.8 Steel，Zinc finish，RoHS Fastener | 25114-M4/8/PPSTPS/TC1/GB9074.8 | TR FORMAC SHANGHAI PTE LTD | HLE
4513 | 6 | 20 |  | CTAComponent | C1213-M4C012-14 | 1 | Release | Each | 8.0 | GB_T 9074.8，M4x12mm，Grade 4.8 Steel，Zinc finish，RoHS Fastener | 25114-M4/12/PPSTPS/TC1/GB9074.8 | TR FORMAC SHANGHAI PTE LTD | HLE
4514 | 6 | 22 |  | CTAComponent | C1213-M3C010-14 | 1 | Release | Each | 2.0 | GB_T 9074.8，M3x10mm，Grade 4.8 Steel，Zinc finish，RoHS Fastener | 25114-M3/10/PPSTPS/TC1/GB9074.8 | TR FORMAC SHANGHAI PTE LTD | HLE
4515 | 6 | 21 |  | CTAComponent | C1213-M4C025-14 | 1 | Release | Each | 2.0 | GB_T 9074.8，M4x25mm，Grade 4.8 Steel，Zinc finish，RoHS Fastener | 25114-M4/25/PPSTPS/TC1/GB9074.8 | TR FORMAC SHANGHAI PTE LTD | HLE
4516 | 6 | 2 |  | ECCCollectorPart | 5476828 | 3 | Release | Each | 1.0 | PT800+ tube frequency inverter collector |  |  | HLE
4517 | 7 |  | f1 | CTAComponent | 5458335 | 1 | Release | Each | 1.0 | PT800+ tube frequency inverter |  |  | HLE
4518 | 6 | 4 |  | ECCCollectorPart | 5476829 | 4 | Release | Each | 1.0 | PT800+ tilt frequency inverter collector |  |  | HLE
4519 | 7 |  | f3 | CTAComponent | 5462131 | 1 | Release | Each | 1.0 | PT800+ tilt frequency inverter |  |  | HLE
4520 | 5 | 4 |  | CTAAssembly | 5445977 | 4 | Release | Each | 1.0 | Tilting Motor Assembly |  |  | CCX
4521 | 6 | 8 |  | CTAComponent | 1006-M8C020-04 | 2 | Release | Each | 4.0 | Hexagon Head Screw, ISO 4017, M8-1.25, X20mm Long, Grade 8.8 Steel, Zinc Plated, RoHS Fastener | 20589-10948-03861 11060-M8C20HCSC9Z6/933 A0996-BN 56 M8 x 20mm CR6+FREE 24140-M8/20/HHHTMC/TC1/GB5783 | FASTENAL COMPANY ANIXTER BOSSARD TR FORMAC DIV OF TR FASTENINGS | STM
4522 | 6 | 9 |  | CTAComponent | 1006-M8C030-04 | 2 | Release | Each | 4.0 | Hexagon Head Screw, ISO 4017, M8-1.25, X30mm Long, Grade 8.8 Steel, Zinc Plated, RoHS Fastener | 11060-M8C30HCSC9Z6/933 20589-10948-03863 A0996-BN 56 M8 x 30mm CR6+FREE 24140-M8/30/HHHTMC/TC1/GB5783 | ANIXTER FASTENAL COMPANY BOSSARD TR FORMAC DIV OF TR FASTENINGS | STM
4523 | 6 | 12 |  | CTAComponent | 1000-M8C080-04 | 1 | Release | Each | 1.0 | Hexagon Socket Head Cap Screw, M8-1.25, X80mm Long, Grade 8.8 Steel, Zinc Plated, RoHS Fastener | 10487-1000-M8C080-04 | OHTA | STM
4524 | 6 | 13 |  | CTAComponent | 2000-M8-03 | 2 | Release | Each | 9.0 | Flat Washer, ISO7089, M8, Steel 200HV, Zinc Plated, RoHS Fastener | 11060-M8NWSFSTZ6/125ATP 20589-10948-03458 25114-2000-M8-03 | ANIXTER FASTENAL COMPANY TR FORMAC SHANGHAI PTE LTD | STM
4525 | 6 | 14 |  | CTAComponent | 2203-M8-07 | 3 | Release | Each | 4.0 | Curved Lock Washer, DIN 128A, M8, Spring Steel, Zinc Plated, RoHS Fastener | 20589-10948-04153 11060-M8NLOCSTMZT/128A | FASTENAL COMPANY ANIXTER | STM
4526 | 6 | 11 |  | CTAComponent | 1040-M5C008-27 | 2 | Release | Each | 2.0 | Hexagon Set Screw with Cup Point, M5-0.8, X8mm Long, Grade 45H Steel, Black Oxide RoHS Fastener | A0996-1032496 11060-M5C8KKCA1/916 20589-10948-04197 24140-M5/8/HSHTPC/BO1 | BOSSARD ANIXTER FASTENAL COMPANY TR FORMAC DIV OF TR FASTENINGS | STM
4527 | 6 | 7 |  | CTAComponent | 5439532 | 1 | Release | Each | 1.0 | U Pressing Board |  |  | CCX
4528 | 6 | 3 |  | CTAComponent | 5441943 | 1 | Release | Each | 4.0 | rubber washer |  |  | CCX
4529 | 6 | 5 |  | CTAComponent | 5438730 | 1 | Release | Each | 1.0 | 1100W Motor Belt Wheel |  |  | CCX
4530 | 6 | 17 |  | CTAComponent | 5436665 | 1 | Release | Each | 1.0 | Press Spring |  |  | CCX
4531 | 6 | 15 |  | CTAComponent | 5445416-2 | 1 | Release | Each | 1.0 | AVID PRODUCTS STEEL P-CLAMP or R-clamp DIA6.4, WIDE9.7, 19243-SCP-4-323-203 |  |  | HLE
4532 | 6 | 1 |  | CTAAssembly | 5455380 | 1 | Release | Each | 1.0 | Tilting Motor Base Board Welding Assembly |  |  | CCX
4533 | 7 | 2 |  | CTAComponent | 5461015 | 1 | Release | Each | 1.0 | Tilting Motor Base Board |  |  | CCX
4534 | 7 | 1 |  | CTAComponent | 5436892 | 1 | Release | Each | 1.0 | Spring Stopper |  |  | CCX
4535 | 6 | 2 |  | CTAAssembly | 5445173 | 1 | Release | Each | 1.0 | Titling Motor Slide Board Welding |  |  | CCX
4536 | 7 | 2 |  | CTAComponent | 5461014 | 1 | Release | Each | 1.0 | U block |  |  | CCX
4537 | 7 | 3 |  | CTAComponent | 3000-M8C-04 | 1 | Release | Each | 5.0 | Hexagon Nut, ISO4032, M8-1.25, Grade 8 Steel, Zinc Plated, RoHS Fastener | 20589-10948-03689 11060-M8CNFHSTZ6/934 | FASTENAL COMPANY ANIXTER | STM
4538 | 7 | 1 |  | CTAComponent | 5443767 | 1 | Release | Each | 1.0 | Titling Motor Slide Board |  |  | CCX
4539 | 6 | 10 |  | CTAComponent | C1213-M4C012-14 | 1 | Release | Each | 4.0 | GB_T 9074.8，M4x12mm，Grade 4.8 Steel，Zinc finish，RoHS Fastener | 25114-M4/12/PPSTPS/TC1/GB9074.8 | TR FORMAC SHANGHAI PTE LTD | HLE
4540 | 6 | 16 |  | CTAComponent | 5492575 | 1 | Release | Each | 2.0 | OD24 x H15MM |  |  | CCX
4541 | 6 | 4 |  | CTAComponent | 5460237 | 2 | Release | Each | 1.0 | PT800+ 1100W Motor |  |  | HLE
4542 | 5 | 32 |  | CTAComponent | 2203-M12-07 | 3 | Release | Each | 8.0 | Curved Lock Washer, DIN 128A, M12, Spring Steel, Zinc Plated, RoHS Fastener | 20589-10948-04155 11060-M12NLOCSTMZT/128A | FASTENAL COMPANY ANIXTER | STM
4543 | 5 | 2 |  | CTAAssembly | 5444314 | 4 | Release | Each | 1.0 | Cassette |  |  | CCX
4544 | 6 | 7 |  | CTAComponent | 1010-M4C006-14 | 2 | Release | Each | 11.0 | Phillips Flat Head Screw, ISO 7046, M4-0.7, X6mm Long, Grade 4.8 Steel, Zinc Plated, RoHS Fastener | 11060-M4C6MXFSTZ6/965A A0996-BN 388 M4-0.7 x 6mm CR6+FREE 12217-25030-109 | ANIXTER BOSSARD MIDWEST PRODUCTS & ENGINEERING | STM
4545 | 6 | 6 |  | CTAComponent | 1007-M4C010-14 | 2 | Release | Each | 7.0 | Phillips Pan Head Screw, ISO 7045, M4-0.7, X10mm Long, Grade 4.8 Steel, Zinc Plated, RoHS Fastener | 11060-M4C10MXPSTZ6/7985 20589-10948-03570 24140-M4/10/PPSTMC/TC1/ISO7045 | ANIXTER FASTENAL COMPANY TR FORMAC DIV OF TR FASTENINGS | STM
4546 | 6 | 5 |  | CTAComponent | 5457946 | 1 | Release | Each | 3.0 | RICHCO FTH-7A1-RT FLAT TIE HOLDER 25.4x25.4x7.1mm, ACCOMODATES 5x2mm |  |  | HLE
4547 | 6 | 1 |  | CTAAssembly | 5454751 | 1 | Release | Each | 1.0 | Cassette frame |  |  | CCX
4548 | 7 | 1 |  | CTAAssembly | 5448638 | 1 | Release | Each | 1.0 | Cassette base |  |  | CCX
4549 | 8 | 1 |  | CTAAssembly | 5460243 | 1 | Release | Each | 1.0 | Cassette bottom |  |  | CCX
4550 | 9 | 2 |  | CTAComponent | 5436100 | 1 | Release | Each | 1.0 | II bracket |  |  | CCX
4551 | 9 | 3 |  | CTAComponent | 5442983 | 1 | Release | Each | 2.0 | II bracket rib |  |  | CCX
4552 | 9 | 1 |  | CTAComponent | 5491734 | 1 | Release | Each | 1.0 | Cassette housing bottom cover |  |  | CCX
4553 | 9 | 5 |  | CTAAssembly | 5438950 | 1 | Release | Each | 1.0 | Cassette bottom frame |  |  | CCX
4554 | 10 | 2 |  | CTAComponent | 5457203 | 1 | Release | Each | 1.0 | Cassette frame top beam |  |  | CCX
4555 | 10 | 3 |  | CTAComponent | 5442174 | 1 | Release | Each | 1.0 | Cassette frame foot beam |  |  | CCX
4556 | 10 | 1 |  | CTAComponent | 5446206 | 1 | Release | Each | 3.0 | Cassette frame left beam |  |  | CCX
4557 | 10 | 5 |  | CTAComponent | 5453940 | 1 | Release | Each | 2.0 | Cassette frame rib |  |  | CCX
4558 | 10 | 6 |  | CTAComponent | 5454752 | 1 | Release | Each | 4.0 | Cassette install nut |  |  | CCX
4559 | 10 | 4 |  | CTAComponent | 5453097 | 1 | Release | Each | 2.0 | Colum install base |  |  | CCX
4560 | 9 | 4 |  | CTAComponent | 5449390 | 1 | Release | Each | 4.0 | Bolt |  |  | CCX
4561 | 8 | 3 |  | CTAComponent | 5447808 | 1 | Release | Each | 2.0 | Cassette beam cover |  |  | CCX
4562 | 8 | 2 |  | CTAAssembly | 5495565 | 1 | Release | Each | 1.0 | Cassette top cover assembly |  |  | CCX
4563 | 9 | 2 |  | CTAComponent | 5457202 | 1 | Release | Each | 4.0 | Grid bracket |  |  | CCX
4564 | 9 | 1 |  | CTAComponent | 5491733 | 1 | Release | Each | 1.0 | Cassette housing top cover |  |  | CCX
4565 | 7 | 4 |  | CTAComponent | 2000-M4-03 | 3 | Release | Each | 10.0 | FLAT WASHER - NORMAL SERIES, ISO 7089, M4 CLASS 200H STEEL, ZINC PLATED RoHS FASTENER | 24140-M4/-/PWSTWA/TC1/DIN125 10487-2000-M4-03 A0996-BN 343 M4 CR6+FREE 24432-11103691 11060-M4NWSFSTZ6/125ATP | TR FORMAC DIV OF TR FASTENINGS OHTA BOSSARD FASTENAL ANIXTER | STM
4566 | 7 | 3 |  | CTAComponent | 1007-M4C016-14 | 1 | Release | Each | 10.0 | Phillips Pan Head Screw, ISO 7045, M4-0.7, X16mm Long, Grade 4.8 Steel, Zinc Plated, RoHS Fastener | 20589-10948-03572 11060-M4C16MXPSTZ6/7985 | FASTENAL COMPANY ANIXTER | STM
4567 | 7 | 2 |  | CTAComponent | 5442982 | 1 | Release | Each | 2.0 | Tray rail |  |  | CCX
4568 | 7 | 5 |  | CTAComponent | C2106-M4-02 | 3 | Release | Each | 10.0 | Spring Lock Washer, M4, Zinc plated, Rohs Fastener | 24140-C2106-M4-02 | TR FORMAC DIV OF TR FASTENINGS | HLE
4569 | 6 | 3 |  | CTAComponent | 5442173 | 1 | Release | Each | 1.0 | Cassette bottom cover |  |  | CCX
4570 | 6 | 8 |  | CTAComponent | 2000-M4-03 | 3 | Release | Each | 7.0 | FLAT WASHER - NORMAL SERIES, ISO 7089, M4 CLASS 200H STEEL, ZINC PLATED RoHS FASTENER | 24140-M4/-/PWSTWA/TC1/DIN125 10487-2000-M4-03 A0996-BN 343 M4 CR6+FREE 24432-11103691 11060-M4NWSFSTZ6/125ATP | TR FORMAC DIV OF TR FASTENINGS OHTA BOSSARD FASTENAL ANIXTER | STM
4571 | 6 | 9 |  | CTAComponent | C2106-M4-02 | 3 | Release | Each | 7.0 | Spring Lock Washer, M4, Zinc plated, Rohs Fastener | 24140-C2106-M4-02 | TR FORMAC DIV OF TR FASTENINGS | HLE
4572 | 6 | 4 |  | CTAAssembly | 5495566 | 1 | Release | Each | 4.0 | Grid limiter |  |  | CCX
4573 | 7 | 2 |  | CTAComponent | 5491737 | 1 | Release | Each | 1.0 | Grid limiter buffer |  |  | CCX
4574 | 7 | 1 |  | CTAComponent | 5491736 | 1 | Release | Each | 1.0 | Grid limiter plate |  |  | CCX
4575 | 6 | 2 |  | CTAAssembly | 5491735 | 1 | Release | Each | 1.0 | Tray switch assembly |  |  | CCX
4576 | 7 | 3 |  | CTAComponent | 5436678 | 1 | Release | Each | 1.0 | MICRO SWITCH |  |  | HLE
4577 | 7 | 4 |  | CTAComponent | 5453710 | 2 | Release | Each | 1.0 | MICRO SWITCH |  |  | HLE
4578 | 7 | 5 |  | CTAComponent | 1007-M3C016-14 | 1 | Release | Each | 2.0 | Phillips Pan Head Screw, ISO 7045, M3-0.5, X16mm Long, Grade 4.8 Steel, Zinc Plated, RoHS Fastener | 20589-10948-03567 11060-M3C16MXPSTZ6/7985 | FASTENAL COMPANY ANIXTER | STM
4579 | 7 | 2 |  | CTAComponent | 5453099 | 1 | Release | Each | 1.0 | Buffer pad |  |  | CCX
4580 | 7 | 7 |  | CTAComponent | 2106-M3-05 | 2 | Release | Each | 2.0 | Spring Lock Washer with Flat Ends JIS B1251, M3, Spring Steel, Zinc Plated, Rohs Fastener | 24140-MEP M3/SPSTWA/TC1D/JIS B1251 | TR FORMAC DIV OF TR FASTENINGS | STM
4581 | 7 | 6 |  | CTAComponent | 2000-M3-03 | 2 | Release | Each | 2.0 | WASHER PLAIN - LARGE 3.2 MM 7 MM , HV200, Steel, Zinc plate RoHS Washer | 10487-2000-M3-03 23983-6083737 24140-200-M3-03 | OHTA BOSSARD CHINA TR FORMAC DIV OF TR FASTENINGS | STM
4582 | 7 | 8 |  | CTAComponent | 5442753 | 1 | Release | Each | 1.0 | insulation sheet |  |  | CCX
4583 | 7 | 1 |  | CTAComponent | 5498229 | 1 | Release | Each | 1.0 | Tray switch holder |  |  | CCX
4584 | 5 | 1 |  | CTAAssembly | 5450426 | 4 | Release | Each | 1.0 | Table Base Assembly |  |  | CCX
4585 | 6 | 5 |  | CTAAssembly | 5445966 | 1 | Release | Each | 1.0 | Slide frame |  |  | CCX
4586 | 7 | 2 |  | CTAComponent | 5455609 | 1 | Release | Each | 1.0 | Slide frame foot beam |  |  | CCX
4587 | 7 | 3 |  | CTAComponent | 5449849 | 1 | Release | Each | 2.0 | Slide frame top beam |  |  | CCX
4588 | 7 | 1 |  | CTAComponent | 5440506 | 1 | Release | Each | 1.0 | Slide frame right beam |  |  | CCX
4589 | 7 | 7 |  | CTAComponent | 5438178 | 1 | Release | Each | 3.0 | Rib |  |  | CCX
4590 | 7 | 4 |  | CTAComponent | 5457201 | 1 | Release | Each | 2.0 | Slide frame left beam |  |  | CCX
4591 | 7 | 5 |  | CTAComponent | 5454750 | 1 | Release | Each | 4.0 | Cassette holder |  |  | CCX
4592 | 7 | 6 |  | CTAComponent | 5450650 | 1 | Release | Each | 1.0 | Roller bracket |  |  | CCX
4593 | 7 | 9 |  | CTAComponent | 5462486 | 1 | Release | Each | 2.0 | Horizontal bearing bracket holder |  |  | CCX
4594 | 7 | 11 |  | CTAComponent | 5491738 | 1 | Release | Each | 4.0 | Cassette housing mounting rib |  |  | CCX
4595 | 7 | 10 |  | CTAComponent | 5437398 | 1 | Release | Each | 1.0 | Chain bracket |  |  | CCX
4596 | 7 | 8 |  | CTAComponent | 5448637 | 1 | Release | Each | 2.0 | Vertical bearing bracket holder |  |  | CCX
4597 | 6 | 1 |  | CTAAssembly | 5451214 | 1 | Release | Each | 1.0 | Base Assembly |  |  | CCX
4598 | 7 | 1 |  | CTAAssembly | 5456956 | 1 | Release | Each | 1.0 | Base Welding Assembly |  |  | CCX
4599 | 8 | 2 |  | CTAComponent | 5440482 | 1 | Release | Each | 1.0 | Dustpan Cover |  |  | CCX
4600 | 8 | 4 |  | CTAComponent | 5444519 | 1 | Release | Each | 1.0 | Middle Reinforce Board |  |  | CCX
4601 | 8 | 3 |  | CTAComponent | 5443738 | 1 | Release | Each | 1.0 | Front Reinforce Board |  |  | CCX
4602 | 8 | 1 |  | CTAComponent | 5436072 | 1 | Release | Each | 2.0 | Bottom Reinforce Board |  |  | CCX
4603 | 8 | 6 |  | CTAComponent | 5447787 | 1 | Release | Each | 1.0 | Triangle board |  |  | CCX
4604 | 8 | 8 |  | CTAComponent | 5457943 | 1 | Release | Each | 1.0 | Rear wall board |  |  | CCX
4605 | 8 | 7 |  | CTAComponent | 5452248 | 1 | Release | Each | 1.0 | Bottom board |  |  | CCX
4606 | 8 | 5 |  | CTAComponent | 5446179 | 1 | Release | Each | 1.0 | Front Wall Board |  |  | CCX
4607 | 7 | 4 |  | CTAComponent | 5453693 | 1 | Release | Each | 1.0 | bush |  |  | CCX
4608 | 7 | 6 |  | CTAComponent | 1000-M8C030-04 | 3 | Release | Each | 2.0 | Hexagon Socket Head Cap Screw, M8-1.25, X30mm Long, Grade 8.8 Steel, Zinc Plated, RoHS Fastener | 11060-M8C30KCSC9Z6/912 20589-ZS2580030ZP0000 24140-M8/30/SOHTCS/TC1D/DIN912 10487-1000-M8C030-04 | ANIXTER FASTENAL COMPANY TR FORMAC DIV OF TR FASTENINGS OHTA | STM
4609 | 7 | 5 |  | CTAComponent | 5456189 | 1 | Release | Each | 1.0 | PRESSING PLATE |  |  | CCX
4610 | 7 | 3 |  | CTAComponent | 5444316 | 1 | Release | Each | 1.0 | WASHER CIRCLE |  |  | CCX
4611 | 7 | 2 |  | CTAAssembly | 5453700 | 1 | Release | Each | 1.0 | Cable Clamp Assembly |  |  | CCX
4612 | 8 | 2 |  | CTAComponent | 5443740 | 1 | Release | Each | 1.0 | Base For Cable Clamp |  |  | CCX
4613 | 8 | 1 |  | CTAComponent | C1213-M4C012-14 | 1 | Release | Each | 2.0 | GB_T 9074.8，M4x12mm，Grade 4.8 Steel，Zinc finish，RoHS Fastener | 25114-M4/12/PPSTPS/TC1/GB9074.8 | TR FORMAC SHANGHAI PTE LTD | HLE
4614 | 8 | 3 |  | CTAComponent | 5446762 | 1 | Release | Each | 1.0 | Cover For Cable Clamp |  |  | CCX
4615 | 7 | 9 |  | CTAComponent | 1010-M4C012-14 | 2 | Release | Each | 6.0 | Phillips Flat Head Screw, ISO 7046, M4-0.7, X12mm Long, Grade 4.8 Steel, Zinc Plated, RoHS Fastener | 11060-M4C12MXFSTZ6/965A 20589-10948-03509 24140-M4/12/KPSTMC/TC1/DIN965 | ANIXTER FASTENAL COMPANY TR FORMAC DIV OF TR FASTENINGS | STM
4616 | 7 | 10 |  | CTAComponent | 2000-M10-03 | 2 | Release | Each | 2.0 | Flat Washer, ISO7089, M10, Steel 200HV, Zinc Plated, RoHS Fastener | 20589-10948-03459 11060-M10NWSFSTZ6/125ATP 10487-2000-M10-03 | FASTENAL COMPANY ANIXTER OHTA | STM
4617 | 7 | 8 |  | CTAComponent | C1213-M4C030-14 | 1 | Release | Each | 4.0 | GB_T 9074.8，M4x30mm，Grade 4.8 Steel，Zinc finish，RoHS Fastener | 25114-M4/30/PPSTPS/TC1/GB9074.8 | TR FORMAC SHANGHAI PTE LTD | HLE
4618 | 7 | 7 |  | CTAComponent | 1007-M4C012-14 | 1 | Release | Each | 4.0 | Phillips Pan Head Screw, ISO 7045, M4-0.7, X12mm Long, Grade 4.8 Steel, Zinc Plated, RoHS Fastener | 20589-10948-03571 11060-M4C12MXPSTZ6/7985 | FASTENAL COMPANY ANIXTER | STM
4619 | 7 | 14 |  | CTAComponent | 5492688 | 1 | Release | Each | 1.0 | GB_T93-1987, M18, Grade Normal Steel, Black Oxide finish, RoHS Fastener |  |  | CCX
4620 | 7 | 15 |  | CTAComponent | 5492689 | 1 | Release | Each | 2.0 | GB_T93-1987, M20, Grade Normal Steel, Black Oxide finish, RoHS Fastener |  |  | CCX
4621 | 7 | 12 |  | CTAComponent | 2000-M8-03 | 2 | Release | Each | 2.0 | Flat Washer, ISO7089, M8, Steel 200HV, Zinc Plated, RoHS Fastener | 11060-M8NWSFSTZ6/125ATP 20589-10948-03458 25114-2000-M8-03 | ANIXTER FASTENAL COMPANY TR FORMAC SHANGHAI PTE LTD | STM
4622 | 7 | 13 |  | CTAComponent | 2203-M10-07 | 2 | Release | Each | 2.0 | Curved Lock Washer, DIN 128A, M10, Spring Steel, Zinc Plated, RoHS Fastener | 20589-10948-04154 11060-M10NLOCSTZ6/128A | FASTENAL COMPANY ANIXTER | STM
4623 | 7 | 11 |  | CTAComponent | 2000-M20-03 | 1 | Release | Each | 2.0 | Flat Washer, ISO7089, M20, Steel 200HV, Zinc Plated, RoHS Fastener | 20589-10948-04411 11060-M20NWSFSTZ6/125ATH | FASTENAL COMPANY ANIXTER | STM
4624 | 7 | 18 |  | CTAComponent | 5444317 | 1 | Release | Each | 2.0 | CAM FOLLOWER CF10BUUR IKO |  |  | CCX
4625 | 7 | 17 |  | CTAComponent | 5457946 | 1 | Release | Each | 6.0 | RICHCO FTH-7A1-RT FLAT TIE HOLDER 25.4x25.4x7.1mm, ACCOMODATES 5x2mm |  |  | HLE
4626 | 7 | 16 |  | CTAComponent | 2203-M8-07 | 3 | Release | Each | 2.0 | Curved Lock Washer, DIN 128A, M8, Spring Steel, Zinc Plated, RoHS Fastener | 20589-10948-04153 11060-M8NLOCSTMZT/128A | FASTENAL COMPANY ANIXTER | STM
4627 | 7 | 20 |  | CTAComponent | 5456958 | 1 | Release | Each | 1.0 | CAM FOLLOWER CFE18VBUUR IKO |  |  | CCX
4628 | 7 | 19 |  | CTAComponent | 5462283 | 1 | Release | Each | 2.0 | CAM FOLLOWER CF20BUUR IKO |  |  | CCX
4629 | 6 | 4 |  | CTAAssembly | 5445967 | 1 | Release | Each | 1.0 | Vertical bearing top limiter |  |  | CCX
4630 | 7 | 1 |  | CTAComponent | 1040-M6C010-27 | 1 | Release | Each | 1.0 | Hexagon Set Screw with Cup Point, M6-1, X10mm Long, Grade 45H Steel, Black Oxide RoHS Fastener | 11060-M6C10KKCST/916 A0996-1032704 20589-10948-04201 | ANIXTER BOSSARD FASTENAL COMPANY | STM
4631 | 7 | 3 |  | CTAComponent | 5455605 | 1 | Release | Each | 1.0 | CAM FOLLOWER CF18BUU IKO |  |  | CCX
4632 | 7 | 4 |  | CTAComponent | 5456425 | 1 | Release | Each | 1.0 | Vertical bearing top limiter bracket |  |  | CCX
4633 | 7 | 2 |  | CTAComponent | 5456958 | 1 | Release | Each | 1.0 | CAM FOLLOWER CFE18VBUUR IKO |  |  | CCX
4634 | 6 | 3 |  | CTAAssembly | 5437173 | 1 | Release | Each | 1.0 | Gear Box Of Table Rotation |  |  | CCX
4635 | 7 | 2 |  | CTAComponent | 5457743 | 1 | Release | Each | 1.0 | Base Belt Wheel |  |  | CCX
4636 | 7 | 4 |  | CTAComponent | 1040-M5C008-27 | 2 | Release | Each | 1.0 | Hexagon Set Screw with Cup Point, M5-0.8, X8mm Long, Grade 45H Steel, Black Oxide RoHS Fastener | A0996-1032496 11060-M5C8KKCA1/916 20589-10948-04197 24140-M5/8/HSHTPC/BO1 | BOSSARD ANIXTER FASTENAL COMPANY TR FORMAC DIV OF TR FASTENINGS | STM
4637 | 7 | 3 |  | CTAAssembly | 5454528 | 1 | Release | Each | 1.0 | gear assembly |  |  | CCX
4638 | 8 | 2 |  | CTAComponent | 5441934 | 1 | Release | Each | 1.0 | Circlip for hole-GB893.1-86 75 Series Fastener Drawing RoHS Compliant |  |  | CCX
4639 | 8 | 4 |  | CTAComponent | 5450420 | 1 | Release | Each | 1.0 | bear flange |  |  | CCX
4640 | 8 | 3 |  | CTAComponent | 5492772 | 1 | Release | Each | 1.0 | Circlip for shaft-GB894.1-86 45 Series Fastener Drawing RoHS Compliant |  |  | CCX
4641 | 8 | 1 |  | CTAComponent | 5459256 | 1 | Release | Each | 1.0 | bear for base gear box |  |  | HLE
4642 | 8 | 5 |  | CTAComponent | 5437944 | 1 | Release | Each | 1.0 | PINION GEAR |  |  | CCX
4643 | 7 | 1 |  | CTAComponent | T310-2192 | 6 | Release | Each | 1.0 | REDUCTION UNT |  |  | HLE
4644 | 6 | 2 |  | CTAAssembly | 5457751 | 1 | Release | Each | 1.0 | Main Frame Assembly |  |  | CCX
4645 | 7 | 1 |  | CTAAssembly | 5437940 | 1 | Release | Each | 1.0 | main frame |  |  | CCX
4646 | 8 | 1 |  | CTAAssembly | 5444520 | 1 | Release | Each | 1.0 | Front wall welding assembly |  |  | CCX
4647 | 9 | 2 |  | CTAComponent | 5445374 | 1 | Release | Each | 1.0 | front wall part 2 |  |  | CCX
4648 | 9 | 3 |  | CTAComponent | 5448612 | 1 | Release | Each | 1.0 | front wall part 3 |  |  | CCX
4649 | 9 | 1 |  | CTAComponent | 5436868 | 1 | Release | Each | 1.0 | front wall part 1 |  |  | CCX
4650 | 9 | 5 |  | CTAComponent | 5446180 | 1 | Release | Each | 1.0 | front wall part 5 |  |  | CCX
4651 | 9 | 4 |  | CTAComponent | 5457171 | 1 | Release | Each | 1.0 | front wall part 4 |  |  | CCX
4652 | 8 | 4 |  | CTAComponent | 5445375 | 1 | Release | Each | 1.0 | frame part 2 |  |  | CCX
4653 | 8 | 3 |  | CTAAssembly | 5458690 | 1 | Release | Each | 1.0 | Back wall welding assembly |  |  | CCX
4654 | 9 | 1 |  | CTAComponent | 5460991 | 1 | Release | Each | 1.0 | back wall part part 1 |  |  | CCX
4655 | 9 | 2 |  | CTAComponent | 5451405 | 1 | Release | Each | 1.0 | back wall part part 2 |  |  | CCX
4656 | 9 | 3 |  | CTAComponent | 5457944 | 1 | Release | Each | 1.0 | back wall part part 3 |  |  | CCX
4657 | 9 | 4 |  | CTAComponent | 5461753 | 1 | Release | Each | 1.0 | back wall part part 4 |  |  | CCX
4658 | 9 | 5 |  | CTAComponent | 5443739 | 1 | Release | Each | 1.0 | back wall part part 5 |  |  | CCX
4659 | 9 | 6 |  | CTAComponent | 5462460 | 1 | Release | Each | 1.0 | back wall part part 6 |  |  | CCX
4660 | 9 | 7 |  | CTAComponent | 5442151 | 1 | Release | Each | 1.0 | back wall part part 7 |  |  | CCX
4661 | 9 | 8 |  | CTAComponent | 5444521 | 1 | Release | Each | 2.0 | back wall part part 8 |  |  | CCX
4662 | 9 | 9 |  | CTAComponent | 5448613 | 1 | Release | Each | 1.0 | back wall part part 9 |  |  | CCX
4663 | 9 | 10 |  | CTAComponent | 5453076 | 1 | Release | Each | 1.0 | back wall part part 10 |  |  | CCX
4664 | 9 | 11 |  | CTAComponent | 5436073 | 1 | Release | Each | 1.0 | back wall part part 11 |  |  | CCX
4665 | 9 | 12 |  | CTAComponent | 5440483 | 1 | Release | Each | 2.0 | back wall part part 12 |  |  | CCX
4666 | 9 | 13 |  | CTAComponent | 5459449 | 1 | Release | Each | 1.0 | back wall part 13 |  |  | CCX
4667 | 9 | 14 |  | CTAComponent | 5492693 | 1 | Release | Each | 3.0 | Back wall part 14 |  |  | CCX
4668 | 8 | 2 |  | CTAComponent | 5451406 | 1 | Release | Each | 1.0 | frame part 1 |  |  | CCX
4669 | 8 | 5 |  | CTAComponent | 5449365 | 1 | Release | Each | 1.0 | frame part 3 |  |  | CCX
4670 | 8 | 6 |  | CTAComponent | 5461754 | 1 | Release | Each | 1.0 | frame part 4 |  |  | CCX
4671 | 8 | 7 |  | CTAComponent | 5436869 | 1 | Release | Each | 2.0 | frame part 5 |  |  | CCX
4672 | 8 | 8 |  | CTAComponent | 5457172 | 1 | Release | Each | 2.0 | frame part 6 |  |  | CCX
4673 | 8 | 9 |  | CTAComponent | 5454721 | 1 | Release | Each | 1.0 | frame part 7 |  |  | CCX
4674 | 8 | 10 |  | CTAComponent | 5457945 | 1 | Release | Each | 1.0 | frame part 8 |  |  | CCX
4675 | 8 | 11 |  | CTAComponent | 5439712 | 1 | Release | Each | 1.0 | frame part 9 |  |  | CCX
4676 | 8 | 12 |  | CTAComponent | 5492694 | 1 | Release | Each | 3.0 | Frame part 10 |  |  | CCX
4677 | 7 | 4 |  | CTAComponent | 5452879 | 1 | Release | Each | 1.0 | limited block |  |  | CCX
4678 | 7 | 3 |  | CTAComponent | 5441936 | 1 | Release | Each | 1.0 | rail |  |  | CCX
4679 | 7 | 5 |  | CTAComponent | 5441114 | 1 | Release | Each | 3.0 | L joint |  |  | CCX
4680 | 7 | 2 |  | CTAComponent | 5439525 | 1 | Release | Each | 1.0 | SECTOR GEAR |  |  | CCX
4681 | 7 | 7 |  | CTAComponent | 5449641 | 1 | Release | Each | 1.0 | BOARD FOR ANGLE SWITCH |  |  | CCX
4682 | 7 | 9 |  | CTAComponent | 5439528 | 2 | Release | Each | 1.0 | -30 degree block |  |  | CCX
4683 | 7 | 8 |  | CTAComponent | 5441115 | 1 | Release | Each | 1.0 | 90 degree block |  |  | CCX
4684 | 7 | 10 |  | CTAComponent | 5441939 | 1 | Release | Each | 1.0 | joint bracket II for rubber protector |  |  | CCX
4685 | 7 | 6 |  | CTAComponent | 5439527 | 2 | Release | Each | 2.0 | L joint |  |  | CCX
4686 | 7 | 11 |  | CTAComponent | 5436661 | 1 | Release | Each | 1.0 | joint bracket I for rubber protector |  |  | CCX
4687 | 7 | 13 |  | CTAComponent | 5453694 | 1 | Release | Each | 1.0 | bracket of energy Chain |  |  | CCX
4688 | 7 | 14 |  | CTAComponent | 5446204 | 1 | Release | Each | 1.0 | Bracket II of Energy Chain |  |  | CCX
4689 | 7 | 15 |  | CTAAssembly | 5456961 | 1 | Release | Each | 1.0 | base board for column moving motor |  |  | CCX
4690 | 8 | 2 |  | CTAComponent | 5442750 | 1 | Release | Each | 1.0 | bracket of gear box |  |  | CCX
4691 | 8 | 1 |  | CTAComponent | 5441112 | 1 | Release | Each | 1.0 | base board |  |  | CCX
4692 | 8 | 3 |  | CTAComponent | 5492737 | 1 | Release | Each | 2.0 | end cover |  |  | CCX
4693 | 7 | 12 |  | CTAAssembly | 5446766 | 1 | Release | Each | 1.0 | cable clamp |  |  | CCX
4694 | 8 | 2 |  | CTAAssembly | 5453700 | 1 | Release | Each | 1.0 | Cable Clamp Assembly |  |  | CCX
4695 | 9 | 2 |  | CTAComponent | 5443740 | 1 | Release | Each | 1.0 | Base For Cable Clamp |  |  | CCX
4696 | 9 | 1 |  | CTAComponent | C1213-M4C012-14 | 1 | Release | Each | 2.0 | GB_T 9074.8，M4x12mm，Grade 4.8 Steel，Zinc finish，RoHS Fastener | 25114-M4/12/PPSTPS/TC1/GB9074.8 | TR FORMAC SHANGHAI PTE LTD | HLE
4697 | 9 | 3 |  | CTAComponent | 5446762 | 1 | Release | Each | 1.0 | Cover For Cable Clamp |  |  | CCX
4698 | 8 | 3 |  | CTAAssembly | 5457746 | 1 | Release | Each | 1.0 | base for cable clamp |  |  | CCX
4699 | 9 | 2 |  | CTAComponent | 5441352 | 1 | Release | Each | 1.0 | Joint Column |  |  | CCX
4700 | 9 | 1 |  | CTAComponent | 5449848 | 1 | Release | Each | 1.0 | Base Board |  |  | CCX
4701 | 8 | 1 |  | CTAComponent | 5492966 | 1 | Release | Each | 1.0 | Circlip for shaft-GB894.1-86 15 Series Fastener Drawing RoHS Compliant |  |  | CCX
4702 | 7 | 19 |  | CTAComponent | 5492717 | 1 | Release | Each | 1.0 | joint bracket |  |  | CCX
4703 | 7 | 17 |  | CTAComponent | 5492719 | 1 | Release | Each | 1.0 | Mechanical stopper for 90 degree |  |  | CCX
4704 | 7 | 18 |  | CTAComponent | 5492718 | 1 | Release | Each | 1.0 | Mechanical stopper for -30 degree |  |  | CCX
4705 | 7 | 16 |  | CTAComponent | 5437945 | 1 | Release | Each | 1.0 | slide board |  |  | CCX
4706 | 7 | 21 |  | CTAComponent | 1000-M12C025-07 | 1 | Release | Each | 3.0 | Hexagon Socket Head Cap Screw, M12-1.75, X25mm Long, Grade12.9 Steel, Black Oxide, RoHS Fastener | 20589-10948-03276 11060-M12C25KCSC4/912 A0996-1008900 | FASTENAL COMPANY ANIXTER BOSSARD | STM
4707 | 7 | 24 |  | CTAComponent | 1000-M6C016-04 | 4 | Release | Each | 6.0 | Hexagon Socket Head Cap Screw, M6-1, X16mm Long, Grade 8.8 Steel, Zinc Plated, RoHS Fastener | 20589-10948-03239 10487-1000-M6C016-04 24140-M6/16/SOHTCS/TC1D/DIN912 11060-M6C16KCSC9Z6/912 A0996-BN 4 M6 x 16mm CR6+FREE | FASTENAL COMPANY OHTA TR FORMAC DIV OF TR FASTENINGS ANIXTER BOSSARD | STM
4708 | 7 | 25 |  | CTAComponent | 1000-M8C016-04 | 3 | Release | Each | 17.0 | Hexagon Socket Head Cap Screw, M8-1.25, X16mm Long, Grade 8.8 Steel, Zinc Plated, RoHS Fastener | 11060-M8C16KCSC9Z6/912 20589-10948-04703 24140-M8/16/SOHTCS/TC1D/DIN912 10487-1000-M8C016-04 | ANIXTER FASTENAL COMPANY TR FORMAC DIV OF TR FASTENINGS OHTA | STM
4709 | 7 | 23 |  | CTAComponent | 1000-M5C025-04 | 3 | Release | Each | 2.0 | Hexagon Socket Head Cap Screw, M5-0.8, X25mm Long, Grade 8.8 Steel, Zinc Plated, RoHS Fastener | 11060-M5C25KCSC9Z6/912 25114-1000-M5C025-04 20589-11103214 10487-1000-M5C025-04 | ANIXTER TR FORMAC SHANGHAI PTE LTD FASTENAL COMPANY OHTA | STM
4710 | 7 | 22 |  | CTAComponent | 1000-M12C030-04 | 3 | Release | Each | 9.0 | Hexagon Socket Head Cap Screw, M12-1.75, X30mm Long, Grade 8.8 Steel, Zinc Plated, RoHS Fastener | 11060-M12C30KCSC9Z6/912 20589-10948-03247 24140-M12/30/HHSTBL/TC1D 10487-1000-M12C030-04 | ANIXTER FASTENAL COMPANY TR FORMAC DIV OF TR FASTENINGS OHTA | STM
4711 | 7 | 29 |  | CTAComponent | 2001-M6-03 | 2 | Release | Each | 4.0 | Large Flat Washer, ISO7093, M6, Steel 200HV, Zinc Plated, RoHS Fastener | 11060-M6NWFESTZ6/9021TH 20589-10948-03486 24140-M6/-/PWSTWA/TC1/ISO7093 | ANIXTER FASTENAL COMPANY TR FORMAC DIV OF TR FASTENINGS | STM
4712 | 7 | 27 |  | CTAComponent | C1213-M4C012-14 | 1 | Release | Each | 31.0 | GB_T 9074.8，M4x12mm，Grade 4.8 Steel，Zinc finish，RoHS Fastener | 25114-M4/12/PPSTPS/TC1/GB9074.8 | TR FORMAC SHANGHAI PTE LTD | HLE
4713 | 7 | 28 |  | CTAComponent | 2000-M12-03 | 1 | Release | Each | 3.0 | Flat Washer, ISO7089, M12, Steel 200HV, Zinc Plated, RoHS Fastener | 11060-M12NWSFSTZ6/125ATP 20589-10948-03460 | ANIXTER FASTENAL COMPANY | STM
4714 | 7 | 26 |  | CTAComponent | 1000-M8C065-04 | 1 | Release | Each | 1.0 | Hexagon Socket Head Cap Screw, M8-1.25, X65mm Long, Grade 8.8 Steel, Zinc Plated, RoHS Fastener | 10487-1000-M8C065-04 | OHTA | STM
4715 | 7 | 31 |  | CTAComponent | 2203-M12-07 | 3 | Release | Each | 3.0 | Curved Lock Washer, DIN 128A, M12, Spring Steel, Zinc Plated, RoHS Fastener | 20589-10948-04155 11060-M12NLOCSTMZT/128A | FASTENAL COMPANY ANIXTER | STM
4716 | 7 | 32 |  | CTAComponent | 2106-M5-14 | 1 | Release | Each | 2.0 | Spring Lock Washer with Flat Ends JIS B1251, M5, Spring Stainless Steel, Rohs Fastener | 24140-2106-M5-14 | TR FORMAC DIV OF TR FASTENINGS | STM
4717 | 7 | 33 |  | CTAComponent | 2203-M6-07 | 5 | Release | Each | 6.0 | Curved Lock Washer, DIN 128A, M6, Spring Steel, Zinc Plated, RoHS Fastener | 11060-M6NLOCSTZ6/128A A0996-BN 770 M6 CR6+FREE 24140-M6/-/SSSTWA/TC1D/DIN128A 20589-10948-04152 | ANIXTER BOSSARD TR FORMAC DIV OF TR FASTENINGS FASTENAL COMPANY | STM
4718 | 7 | 30 |  | CTAComponent | 2000-M8-03 | 2 | Release | Each | 1.0 | Flat Washer, ISO7089, M8, Steel 200HV, Zinc Plated, RoHS Fastener | 11060-M8NWSFSTZ6/125ATP 20589-10948-03458 25114-2000-M8-03 | ANIXTER FASTENAL COMPANY TR FORMAC SHANGHAI PTE LTD | STM
4719 | 7 | 37 |  | CTAComponent | C2106-M8-80 | 1 | Release | Each | 17.0 | GB_T 93，M8，Spring Steel，Black Oxide finish，RoHS Fastener | 25114-M8/-/SRSTWA/BO/GB93 | TR FORMAC SHANGHAI PTE LTD | HLE
4720 | 7 | 34 |  | CTAComponent | 2203-M8-07 | 3 | Release | Each | 1.0 | Curved Lock Washer, DIN 128A, M8, Spring Steel, Zinc Plated, RoHS Fastener | 20589-10948-04153 11060-M8NLOCSTMZT/128A | FASTENAL COMPANY ANIXTER | STM
4721 | 7 | 36 |  | CTAComponent | C2106-M12-02 | 1 | Release | Each | 7.0 | GB_T 93，M12，Spring Steel，Zinc finish，RoHS Fastener | 25114-M12/-/SRSTWA/TC1/GB93 | TR FORMAC SHANGHAI PTE LTD | HLE
4722 | 7 | 35 |  | CTAComponent | 5445416-2 | 1 | Release | Each | 1.0 | AVID PRODUCTS STEEL P-CLAMP or R-clamp DIA6.4, WIDE9.7, 19243-SCP-4-323-203 |  |  | HLE
4723 | 6 | 8 |  | CTAComponent | 5449179 | 1 | Release | Each | 2.0 | Roll adjust plate |  |  | CCX
4724 | 6 | 9 |  | CTAAssembly | 5436658 | 1 | Release | Each | 1.0 | Vertical bearing foot limiter |  |  | CCX
4725 | 7 | 1 |  | CTAComponent | 1040-M6C010-27 | 1 | Release | Each | 1.0 | Hexagon Set Screw with Cup Point, M6-1, X10mm Long, Grade 45H Steel, Black Oxide RoHS Fastener | 11060-M6C10KKCST/916 A0996-1032704 20589-10948-04201 | ANIXTER BOSSARD FASTENAL COMPANY | STM
4726 | 7 | 4 |  | CTAComponent | 5457968 | 1 | Release | Each | 1.0 | Vertical bearing foot limiter bracket |  |  | CCX
4727 | 7 | 3 |  | CTAComponent | 5455605 | 1 | Release | Each | 1.0 | CAM FOLLOWER CF18BUU IKO |  |  | CCX
4728 | 7 | 2 |  | CTAComponent | 5456958 | 1 | Release | Each | 1.0 | CAM FOLLOWER CFE18VBUUR IKO |  |  | CCX
4729 | 6 | 10 |  | CTAAssembly | 5498243 | 1 | Release | Each | 1.0 | Chain Connector |  |  | CCX
4730 | 7 | 2 |  | CTAComponent | 2000-M6-03 | 3 | Release | Each | 2.0 | Flat Washer, ISO7089, M6, Steel 200HV, Zinc Plated, RoHS Fastener | 20589-10948-03457 10487-2000-M6-03 11060-M6NWSFSTZ6/125ATP 24140-M6/-/PWSTWA/TC1/DIN125 | FASTENAL COMPANY OHTA ANIXTER TR FORMAC DIV OF TR FASTENINGS | STM
4731 | 7 | 3 |  | CTAComponent | C2106-M6-02 | 3 | Release | Each | 2.0 | Spring Lock Washer, M6, Zinc plated, Rohs Fastener | 24140-C2106-M6-02 | TR FORMAC DIV OF TR FASTENINGS | HLE
4732 | 7 | 1 |  | CTAComponent | 1000-M6C020-04 | 4 | Release | Each | 2.0 | Hexagon Socket Head Cap Screw, M6-1, X20mm Long, Grade 8.8 Steel, Zinc Plated, RoHS Fastener | 11060-M6C20KCSC9Z6/912 10487-1000-M6C020-04 24140-M6/20/SOHTCS/TC1D/DIN912 20589-10948-03240 A0996-BN 4 M6 x 20mm CR6+FREE | ANIXTER OHTA TR FORMAC DIV OF TR FASTENINGS FASTENAL COMPANY BOSSARD | STM
4733 | 7 | 5 |  | CTAComponent | 5436894 | 1 | Release | Each | 1.0 | Chain connector plate |  |  | CCX
4734 | 7 | 4 |  | CTAAssembly | 5498254 | 1 | Release | Each | 1.0 | Chain connector base |  |  | CCX
4735 | 8 | 2 |  | CTAComponent | 5491740 | 1 | Release | Each | 1.0 | Chain connector L shape frame |  |  | CCX
4736 | 8 | 1 |  | CTAComponent | 5491739 | 1 | Release | Each | 1.0 | Chain connector dentate plate |  |  | CCX
4737 | 6 | 6 |  | CTAComponent | 5492777 | 1 | Release | Each | 1.0 | limited board |  |  | CCX
4738 | 6 | 7 |  | CTAComponent | 5453943 | 1 | Release | Each | 4.0 | Roller shaft |  |  | CCX
4739 | 6 | 12 |  | CTAComponent | 5452029 | 1 | Release | Each | 1.0 | cover |  |  | CCX
4740 | 6 | 13 |  | CTAAssembly | 5452028 | 1 | Release | Each | 1.0 | Top Motor Assembly |  |  | CCX
4741 | 7 | 2 |  | CTAAssembly | 5456367 | 6 | Release | Each | 1.0 | Table TOP motor assembly |  |  | CCX
4742 | 8 | 2 |  | CTAComponent | 5456367-1 | 2 | Release | Each | 1.0 | Table TOP motor assembly-resistor and cable |  |  | HLE
4743 | 8 | 1 |  | CTAComponent | 5120418-1 | 2 | Release | Each | 1.0 | AC gear motor, 25W |  |  | HLE
4744 | 7 | 3 |  | CTAComponent | 5449646 | 1 | Release | Each | 1.0 | top gear |  |  | CCX
4745 | 7 | 1 |  | CTAComponent | 5445170 | 1 | Release | Each | 1.0 | motor board |  |  | CCX
4746 | 7 | 6 |  | CTAComponent | C1213-M3C010-14 | 1 | Release | Each | 2.0 | GB_T 9074.8，M3x10mm，Grade 4.8 Steel，Zinc finish，RoHS Fastener | 25114-M3/10/PPSTPS/TC1/GB9074.8 | TR FORMAC SHANGHAI PTE LTD | HLE
4747 | 7 | 4 |  | CTAComponent | C1213-M4C012-14 | 1 | Release | Each | 3.0 | GB_T 9074.8，M4x12mm，Grade 4.8 Steel，Zinc finish，RoHS Fastener | 25114-M4/12/PPSTPS/TC1/GB9074.8 | TR FORMAC SHANGHAI PTE LTD | HLE
4748 | 7 | 5 |  | CTAComponent | 1040-M5C008-27 | 2 | Release | Each | 2.0 | Hexagon Set Screw with Cup Point, M5-0.8, X8mm Long, Grade 45H Steel, Black Oxide RoHS Fastener | A0996-1032496 11060-M5C8KKCA1/916 20589-10948-04197 24140-M5/8/HSHTPC/BO1 | BOSSARD ANIXTER FASTENAL COMPANY TR FORMAC DIV OF TR FASTENINGS | STM
4749 | 6 | 11 |  | CTAAssembly | 5459999 | 1 | Release | Each | 1.0 | Back Sprocket Assembly |  |  | CCX
4750 | 7 | 1 |  | CTAComponent | 5462285 | 1 | Release | Each | 2.0 | Bearing NSK6005ZZ |  |  | CCX
4751 | 7 | 4 |  | CTAAssembly | 5446764 | 1 | Release | Each | 1.0 | bracket of head sprocket wheel |  |  | CCX
4752 | 8 | 1 |  | CTAComponent | 5453094 | 1 | Release | Each | 1.0 | Bracket 1 |  |  | CCX
4753 | 8 | 4 |  | CTAComponent | 5462483 | 1 | Release | Each | 1.0 | Bracket 4 |  |  | CCX
4754 | 8 | 3 |  | CTAComponent | 5436891 | 1 | Release | Each | 1.0 | Bracket 3 |  |  | CCX
4755 | 8 | 2 |  | CTAComponent | 5458708 | 1 | Release | Each | 1.0 | Bracket 2 |  |  | CCX
4756 | 7 | 3 |  | CTAComponent | 5445169 | 1 | Release | Each | 1.0 | Sprocket Wheel In Head End |  |  | CCX
4757 | 7 | 2 |  | CTAComponent | 5455376 | 1 | Release | Each | 1.0 | Circlip for shaft-GB894.1-86 25 Series Fastener Drawing RoHS Compliant |  |  | CCX
4758 | 7 | 6 |  | CTAComponent | 5453696 | 1 | Release | Each | 1.0 | washer circl |  |  | CCX
4759 | 7 | 5 |  | CTAComponent | 5451207 | 1 | Release | Each | 1.0 | shaft |  |  | CCX
4760 | 6 | 14 |  | CTAAssembly | 5461548 | 1 | Release | Each | 1.0 | PRESSING UNIT |  |  | CCX
4761 | 7 | 2 |  | CTAAssembly | 5492808 | 1 | Release | Each | 1.0 | bearing holder welding |  |  | CCX
4762 | 8 | 2 |  | CTAComponent | 5492809 | 1 | Release | Each | 1.0 | bearing holder 2 |  |  | CCX
4763 | 8 | 3 |  | CTAComponent | 5492810 | 1 | Release | Each | 1.0 | bearing holder 3 |  |  | CCX
4764 | 8 | 1 |  | CTAComponent | 5436660 | 1 | Release | Each | 1.0 | bear holder |  |  | CCX
4765 | 7 | 3 |  | CTAAssembly | 5492811 | 1 | Release | Each | 1.0 | guide unit |  |  | CCX
4766 | 8 | 3 |  | CTAComponent | 2000-M8-03 | 2 | Release | Each | 1.0 | Flat Washer, ISO7089, M8, Steel 200HV, Zinc Plated, RoHS Fastener | 11060-M8NWSFSTZ6/125ATP 20589-10948-03458 25114-2000-M8-03 | ANIXTER FASTENAL COMPANY TR FORMAC SHANGHAI PTE LTD | STM
4767 | 8 | 4 |  | CTAComponent | 2203-M8-07 | 3 | Release | Each | 1.0 | Curved Lock Washer, DIN 128A, M8, Spring Steel, Zinc Plated, RoHS Fastener | 20589-10948-04153 11060-M8NLOCSTMZT/128A | FASTENAL COMPANY ANIXTER | STM
4768 | 8 | 2 |  | CTAComponent | 5492812 | 1 | Release | Each | 1.0 | guide block |  |  | CCX
4769 | 8 | 5 |  | CTAComponent | 3000-M8C-04 | 1 | Release | Each | 1.0 | Hexagon Nut, ISO4032, M8-1.25, Grade 8 Steel, Zinc Plated, RoHS Fastener | 20589-10948-03689 11060-M8CNFHSTZ6/934 | FASTENAL COMPANY ANIXTER | STM
4770 | 8 | 1 |  | CTAComponent | 5445972 | 2 | Release | Each | 1.0 | Shaft |  |  | CCX
4771 | 7 | 1 |  | CTAComponent | 5455605 | 1 | Release | Each | 1.0 | CAM FOLLOWER CF18BUU IKO |  |  | CCX
4772 | 6 | 15 |  | CTAAssembly | 5457747 | 2 | Release | Each | 2.0 | bearing holder for top |  |  | CCX
4773 | 7 | 1 |  | CTAComponent | 5456398 | 1 | Release | Each | 1.0 | bear support |  |  | CCX
4774 | 7 | 4 |  | CTAComponent | 5438151 | 1 | Release | Each | 1.0 | CAM FOLLOWER CFE10BUUR IKO |  |  | CCX
4775 | 7 | 3 |  | CTAComponent | 5438725 | 1 | Release | Each | 1.0 | CAM FOLLOWER IKO CF12BUUR |  |  | CCX
4776 | 7 | 2 |  | CTAComponent | 1040-M5C008-27 | 2 | Release | Each | 2.0 | Hexagon Set Screw with Cup Point, M5-0.8, X8mm Long, Grade 45H Steel, Black Oxide RoHS Fastener | A0996-1032496 11060-M5C8KKCA1/916 20589-10948-04197 24140-M5/8/HSHTPC/BO1 | BOSSARD ANIXTER FASTENAL COMPANY TR FORMAC DIV OF TR FASTENINGS | STM
4777 | 6 | 16 |  | CTAAssembly | 5447589 | 1 | Release | Each | 2.0 | front switch assembly I |  |  | CCX
4778 | 7 | 1 |  | CTAComponent | 5445975 | 1 | Release | Each | 1.0 | switch support |  |  | CCX
4779 | 7 | 4 |  | CTAComponent | 5436678 | 1 | Release | Each | 1.0 | MICRO SWITCH |  |  | HLE
4780 | 7 | 5 |  | CTAComponent | 5445171 | 1 | Release | Each | 1.0 | thread hole board |  |  | CCX
4781 | 7 | 3 |  | CTAComponent | 5453710 | 2 | Release | Each | 1.0 | MICRO SWITCH |  |  | HLE
4782 | 7 | 2 |  | CTAComponent | 5442753 | 1 | Release | Each | 1.0 | insulation sheet |  |  | CCX
4783 | 7 | 6 |  | CTAComponent | 5450421 | 1 | Release | Each | 1.0 | through hole board |  |  | CCX
4784 | 6 | 18 |  | CTAAssembly | 5448395 | 1 | Release | Each | 1.0 | head switch assembly |  |  | CCX
4785 | 7 | 2 |  | CTAComponent | 5459257 | 1 | Release | Each | 1.0 | thread hole plate |  |  | CCX
4786 | 7 | 4 |  | CTAComponent | 5447590 | 1 | Release | Each | 1.0 | through hole plate |  |  | CCX
4787 | 7 | 3 |  | CTAComponent | 5460819 | 1 | Release | Each | 1.0 | insulation piece |  |  | CCX
4788 | 7 | 1 |  | CTAComponent | 5441937 | 1 | Release | Each | 1.0 | switch bracket |  |  | CCX
4789 | 7 | 6 |  | CTAComponent | C1213-M4C030-14 | 1 | Release | Each | 2.0 | GB_T 9074.8，M4x30mm，Grade 4.8 Steel，Zinc finish，RoHS Fastener | 25114-M4/30/PPSTPS/TC1/GB9074.8 | TR FORMAC SHANGHAI PTE LTD | HLE
4790 | 7 | 5 |  | CTAComponent | 5461564 | 2 | Release | Each | 1.0 | MICRO SWITCH |  |  | HLE
4791 | 6 | 17 |  | CTAAssembly | 5453698 | 1 | Release | Each | 1.0 | front switch assembly II |  |  | CCX
4792 | 7 | 2 |  | CTAComponent | 5442753 | 1 | Release | Each | 1.0 | insulation sheet |  |  | CCX
4793 | 7 | 3 |  | CTAComponent | 5445171 | 1 | Release | Each | 1.0 | thread hole board |  |  | CCX
4794 | 7 | 1 |  | CTAComponent | 5445975 | 1 | Release | Each | 1.0 | switch support |  |  | CCX
4795 | 7 | 5 |  | CTAComponent | 5436678 | 1 | Release | Each | 1.0 | MICRO SWITCH |  |  | HLE
4796 | 7 | 6 |  | CTAComponent | 5453710 | 2 | Release | Each | 1.0 | MICRO SWITCH |  |  | HLE
4797 | 7 | 4 |  | CTAComponent | 5450421 | 1 | Release | Each | 1.0 | through hole board |  |  | CCX
4798 | 6 | 19 |  | CTAAssembly | 5445976 | 1 | Release | Each | 1.0 | middle switch assembly |  |  | CCX
4799 | 7 | 1 |  | CTAComponent | 5441937 | 1 | Release | Each | 1.0 | switch bracket |  |  | CCX
4800 | 7 | 4 |  | CTAComponent | 5447590 | 1 | Release | Each | 1.0 | through hole plate |  |  | CCX
4801 | 7 | 6 |  | CTAComponent | C1213-M4C030-14 | 1 | Release | Each | 2.0 | GB_T 9074.8，M4x30mm，Grade 4.8 Steel，Zinc finish，RoHS Fastener | 25114-M4/30/PPSTPS/TC1/GB9074.8 | TR FORMAC SHANGHAI PTE LTD | HLE
4802 | 7 | 5 |  | CTAComponent | 5448409 | 2 | Release | Each | 1.0 | MICRO SWITCH |  |  | HLE
4803 | 7 | 3 |  | CTAComponent | 5460819 | 1 | Release | Each | 1.0 | insulation piece |  |  | CCX
4804 | 7 | 2 |  | CTAComponent | 5459257 | 1 | Release | Each | 1.0 | thread hole plate |  |  | CCX
4805 | 6 | 20 |  | CTAAssembly | 5457745 | 1 | Release | Each | 1.0 | foot switch assembly |  |  | CCX
4806 | 7 | 2 |  | CTAComponent | 5459257 | 1 | Release | Each | 1.0 | thread hole plate |  |  | CCX
4807 | 7 | 3 |  | CTAComponent | 5460819 | 1 | Release | Each | 1.0 | insulation piece |  |  | CCX
4808 | 7 | 1 |  | CTAComponent | 5441937 | 1 | Release | Each | 1.0 | switch bracket |  |  | CCX
4809 | 7 | 5 |  | CTAComponent | 5461564 | 2 | Release | Each | 1.0 | MICRO SWITCH |  |  | HLE
4810 | 7 | 6 |  | CTAComponent | C1213-M4C030-14 | 1 | Release | Each | 2.0 | GB_T 9074.8，M4x30mm，Grade 4.8 Steel，Zinc finish，RoHS Fastener | 25114-M4/30/PPSTPS/TC1/GB9074.8 | TR FORMAC SHANGHAI PTE LTD | HLE
4811 | 7 | 4 |  | CTAComponent | 5447590 | 1 | Release | Each | 1.0 | through hole plate |  |  | CCX
4812 | 6 | 25 |  | CTAAssembly | 5445974 | 1 | Release | Each | 1.0 | Bearing Support |  |  | CCX
4813 | 7 | 2 |  | CTAComponent | 5437174 | 1 | Release | Each | 1.0 | bearing NSK 1305 |  |  | CCX
4814 | 7 | 1 |  | CTAAssembly | 5450424 | 1 | Release | Each | 1.0 | Support Board welding |  |  | CCX
4815 | 8 | 2 |  | CTAComponent | 5492788 | 1 | Release | Each | 1.0 | joint column |  |  | CCX
4816 | 8 | 1 |  | CTAComponent | 5449187 | 1 | Release | Each | 1.0 | support board |  |  | CCX
4817 | 6 | 22 |  | CTAAssembly | 5447591 | 1 | Release | Each | 1.0 | rear switch assembly |  |  | CCX
4818 | 7 | 2 |  | CTAComponent | 5459257 | 1 | Release | Each | 1.0 | thread hole plate |  |  | CCX
4819 | 7 | 1 |  | CTAComponent | 5443540 | 1 | Release | Each | 1.0 | rear switch bracket |  |  | CCX
4820 | 7 | 7 |  | CTAComponent | C2106-M4-02 | 3 | Release | Each | 2.0 | Spring Lock Washer, M4, Zinc plated, Rohs Fastener | 24140-C2106-M4-02 | TR FORMAC DIV OF TR FASTENINGS | HLE
4821 | 7 | 6 |  | CTAComponent | 5448409 | 2 | Release | Each | 2.0 | MICRO SWITCH |  |  | HLE
4822 | 7 | 5 |  | CTAComponent | 2000-M4-03 | 3 | Release | Each | 2.0 | FLAT WASHER - NORMAL SERIES, ISO 7089, M4 CLASS 200H STEEL, ZINC PLATED RoHS FASTENER | 24140-M4/-/PWSTWA/TC1/DIN125 10487-2000-M4-03 A0996-BN 343 M4 CR6+FREE 24432-11103691 11060-M4NWSFSTZ6/125ATP | TR FORMAC DIV OF TR FASTENINGS OHTA BOSSARD FASTENAL ANIXTER | STM
4823 | 7 | 4 |  | CTAComponent | 1000-M4C050-04 | 2 | Release | Each | 2.0 | Hexagon Socket Head Cap Screw, M4-0.7, X50mm Long, Grade 8.8 Steel, Zinc Plated, RoHS Fastener | 11060-M4C50KCSC9Z6/912 20589-10948-04273 24140-1000-M4C050-04 | ANIXTER FASTENAL COMPANY TR FORMAC DIV OF TR FASTENINGS | STM
4824 | 7 | 3 |  | CTAComponent | 5460819 | 1 | Release | Each | 2.0 | insulation piece |  |  | CCX
4825 | 6 | 21 |  | CTAAssembly | 5441113 | 1 | Release | Each | 1.0 | MSW fitting assembly |  |  | CCX
4826 | 7 | 2 |  | CTAComponent | 5459257 | 1 | Release | Each | 2.0 | thread hole plate |  |  | CCX
4827 | 7 | 4 |  | CTAComponent | 5447590 | 1 | Release | Each | 2.0 | through hole plate |  |  | CCX
4828 | 7 | 3 |  | CTAComponent | 5460819 | 1 | Release | Each | 2.0 | insulation piece |  |  | CCX
4829 | 7 | 1 |  | CTAComponent | 5441938 | 1 | Release | Each | 2.0 | top switch bracket |  |  | CCX
4830 | 7 | 6 |  | CTAComponent | C1213-M4C030-14 | 1 | Release | Each | 4.0 | GB_T 9074.8，M4x30mm，Grade 4.8 Steel，Zinc finish，RoHS Fastener | 25114-M4/30/PPSTPS/TC1/GB9074.8 | TR FORMAC SHANGHAI PTE LTD | HLE
4831 | 7 | 5 |  | CTAComponent | 5448409 | 2 | Release | Each | 2.0 | MICRO SWITCH |  |  | HLE
4832 | 6 | 23 |  | CTAComponent | 5437175 | 1 | Release | Each | 1.0 | front switch cover |  |  | CCX
4833 | 6 | 24 |  | CTAAssembly | 5454529 | 1 | Release | Each | 1.0 | Driveing Unit of L Column Assembly |  |  | CCX
4834 | 7 | 1 |  | CTAComponent | T310-2199 | 0 | Release | Each | 1.0 | GEAR |  |  | HLE
4835 | 7 | 4 |  | CTAComponent | 1040-M5C012-27 | 1 | Release | Each | 4.0 | Hexagon Set Screw with Cup Point, M5-0.8, X12mm Long, Grade 45H Steel, Black Oxide RoHS Fastener | 11060-M5C12KKCA1/916 A0996-1032526 20589-10948-04199 | ANIXTER BOSSARD FASTENAL COMPANY | STM
4836 | 7 | 3 |  | CTAComponent | 5449186 | 1 | Release | Each | 1.0 | sprocket wheel of foot end |  |  | CCX
4837 | 7 | 2 |  | CTAComponent | 5443539 | 2 | Release | Each | 1.0 | V belt wheel |  |  | CCX
4838 | 6 | 30 |  | CTAComponent | 5452026 | 1 | Release | Each | 1.0 | Positionor swith actuator |  |  | CCX
4839 | 6 | 28 |  | CTAAssembly | 5444313 | 2 | Release | Each | 1.0 | Horizontal bearing foot limiter |  |  | CCX
4840 | 7 | 2 |  | CTAComponent | 5441344 | 1 | Release | Each | 1.0 | Bearing D35M16 |  |  | CCX
4841 | 7 | 1 |  | CTAComponent | 1040-M6C010-27 | 1 | Release | Each | 1.0 | Hexagon Set Screw with Cup Point, M6-1, X10mm Long, Grade 45H Steel, Black Oxide RoHS Fastener | 11060-M6C10KKCST/916 A0996-1032704 20589-10948-04201 | ANIXTER BOSSARD FASTENAL COMPANY | STM
4842 | 7 | 4 |  | CTAComponent | 5437397 | 1 | Release | Each | 1.0 | Horizontal bearing limiter bracket |  |  | CCX
4843 | 7 | 3 |  | CTAComponent | 5457964 | 1 | Release | Each | 1.0 | Eccentric bearing D35M16 |  |  | CCX
4844 | 6 | 27 |  | CTAComponent | 5456963 | 1 | Release | Each | 1.0 | rubber washer |  |  | CCX
4845 | 6 | 29 |  | CTAComponent | 5461549 | 2 | Release | Each | 1.0 | belt wheel |  |  | CCX
4846 | 6 | 26 |  | CTAAssembly | 5437170 | 2 | Release | Each | 1.0 | Horizontal bearing top limiter |  |  | CCX
4847 | 7 | 2 |  | CTAComponent | 5441344 | 1 | Release | Each | 1.0 | Bearing D35M16 |  |  | CCX
4848 | 7 | 3 |  | CTAComponent | 5457964 | 1 | Release | Each | 1.0 | Eccentric bearing D35M16 |  |  | CCX
4849 | 7 | 1 |  | CTAComponent | 1040-M6C010-27 | 1 | Release | Each | 1.0 | Hexagon Set Screw with Cup Point, M6-1, X10mm Long, Grade 45H Steel, Black Oxide RoHS Fastener | 11060-M6C10KKCST/916 A0996-1032704 20589-10948-04201 | ANIXTER BOSSARD FASTENAL COMPANY | STM
4850 | 7 | 4 |  | CTAComponent | 5437397 | 1 | Release | Each | 1.0 | Horizontal bearing limiter bracket |  |  | CCX
4851 | 6 | 32 |  | CTAComponent | 5462282 | 1 | Release | Each | 4.0 | CASTOR |  |  | CCX
4852 | 6 | 35 |  | CTAComponent | 1000-M12C025-04 | 2 | Release | Each | 2.0 | Hexagon Socket Head Cap Screw, M12-1.75, X25mm Long, Grade 8.8 Steel, Zinc Plated, RoHS Fastener | 20589-10948-03246 11060-M12C25KCSC9Z6/912 10487-1000-M12C025-04 | FASTENAL COMPANY ANIXTER OHTA | STM
4853 | 6 | 33 |  | CTAComponent | 5442752 | 1 | Release | Each | 1.0 | Chain_KANA |  |  | CCX
4854 | 6 | 34 |  | CTAComponent | 1000-M10C025-04 | 3 | Release | Each | 1.0 | Hexagon Socket Head Cap Screw, ISO 4762, M10-1.5, X25mm Long, Grade 8.8 Steel, Zinc Plated, RoHS Fastener | A0996-BN 4 M10-1.5 x 25mm CR6+ Free 20589-10948-04781 11060-M10C25KCSC9Z6/4762 10487-1000-M10C025-04 A0996-BN 4 M10 X 25mm CR6+ FREE | BOSSARD FASTENAL COMPANY ANIXTER OHTA BOSSARD | STM
4855 | 6 | 31 |  | CTAAssembly | 5492798 | 1 | Release | Each | 1.0 | rear switch I assembly |  |  | CCX
4856 | 7 | 1 |  | CTAComponent | 5492795 | 1 | Release | Each | 1.0 | rear switch bracket I |  |  | CCX
4857 | 7 | 3 |  | CTAComponent | 5448409 | 2 | Release | Each | 1.0 | MICRO SWITCH |  |  | HLE
4858 | 7 | 2 |  | CTAComponent | 5460819 | 1 | Release | Each | 1.0 | insulation piece |  |  | CCX
4859 | 7 | 4 |  | CTAComponent | 5459257 | 1 | Release | Each | 1.0 | thread hole plate |  |  | CCX
4860 | 7 | 5 |  | CTAComponent | 5447590 | 1 | Release | Each | 1.0 | through hole plate |  |  | CCX
4861 | 7 | 6 |  | CTAComponent | C1213-M4C030-14 | 1 | Release | Each | 2.0 | GB_T 9074.8，M4x30mm，Grade 4.8 Steel，Zinc finish，RoHS Fastener | 25114-M4/30/PPSTPS/TC1/GB9074.8 | TR FORMAC SHANGHAI PTE LTD | HLE
4862 | 6 | 36 |  | CTAComponent | 1000-M12C030-04 | 3 | Release | Each | 6.0 | Hexagon Socket Head Cap Screw, M12-1.75, X30mm Long, Grade 8.8 Steel, Zinc Plated, RoHS Fastener | 11060-M12C30KCSC9Z6/912 20589-10948-03247 24140-M12/30/HHSTBL/TC1D 10487-1000-M12C030-04 | ANIXTER FASTENAL COMPANY TR FORMAC DIV OF TR FASTENINGS OHTA | STM
4863 | 6 | 37 |  | CTAComponent | 1000-M12C040-04 | 2 | Release | Each | 4.0 | Hexagon Socket Head Cap Screw, M12-1.75, X40mm Long, Grade 8.8 Steel, Zinc Plated, RoHS Fastener | 11060-M12C40KCSC9Z6/912 20589-10948-03249 10487-1000-M12C040-04 | ANIXTER FASTENAL COMPANY OHTA | STM
4864 | 6 | 39 |  | CTAComponent | 1000-M14C040-04 | 5 | Release | Each | 2.0 | Hexagon Socket Head Cap Screw, ISO 4762, M14-2, X40mm Long, Grade 8.8 Steel, Zinc Plated, RoHS Fastener | 11060-M14C40KCSC9Z6/912 A0996-BN 4 M14 x 40mm CR6+FREE | ANIXTER BOSSARD | STM
4865 | 6 | 38 |  | CTAComponent | 1000-M12C070-04 | 2 | Release | Each | 2.0 | Hexagon Socket Head Cap Screw, M12-1.75, X70mm Long, Grade 8.8 Steel, Zinc Plated, RoHS Fastener | 11060-M12C70KCSC9Z6/912 20589-10948-03252 10487-1000-M12C070-04 | ANIXTER FASTENAL COMPANY OHTA | STM
4866 | 6 | 40 |  | CTAComponent | 1000-M12C050-04 | 2 | Release | Each | 2.0 | Hexagon Socket Head Cap Screw, M12-1.75, X50mm Long, Grade 8.8 Steel, Zinc Plated, RoHS Fastener | 20589-10948-03250 11060-M12C50KCSC9Z6/912 10487-1000-M12C050-04 | FASTENAL COMPANY ANIXTER OHTA | STM
4867 | 6 | 41 |  | CTAComponent | 1000-M5C012-04 | 5 | Release | Each | 4.0 | Hexagon Socket Head Cap Screw, M5-0.8, X12mm Long, Grade 8.8 Steel, Zinc Plated, RoHS Fastener | 11060-M5C12KCSC9Z6/912 10487-1000-M5C012-04 24140-M5/12/SOHTCS/TC1D/DIN912 20589-ZS2540012ZP0000 A0996-BN 3 M5x12mm CR6+FREE | ANIXTER OHTA TR FORMAC DIV OF TR FASTENINGS FASTENAL COMPANY BOSSARD | STM
4868 | 6 | 44 |  | CTAComponent | 1000-M8C020-04 | 2 | Release | Each | 4.0 | Hexagon Socket Head Cap Screw, M8-1.25, X20mm Long, Grade 8.8 Steel, Zinc Plated, RoHS Fastener | 11060-M8C20KCSC9Z6/912 20589-ZS2580020ZP0000 10487-1000-M8C020-04 | ANIXTER FASTENAL COMPANY OHTA | STM
4869 | 6 | 45 |  | CTAComponent | 1000-M8C030-04 | 3 | Release | Each | 6.0 | Hexagon Socket Head Cap Screw, M8-1.25, X30mm Long, Grade 8.8 Steel, Zinc Plated, RoHS Fastener | 11060-M8C30KCSC9Z6/912 20589-ZS2580030ZP0000 24140-M8/30/SOHTCS/TC1D/DIN912 10487-1000-M8C030-04 | ANIXTER FASTENAL COMPANY TR FORMAC DIV OF TR FASTENINGS OHTA | STM
4870 | 6 | 43 |  | CTAComponent | 1000-M6C025-04 | 5 | Release | Each | 4.0 | Hexagon Socket Head Cap Screw, M6-1, X25mm Long, Grade 8.8 Steel, Zinc Plated, RoHS Fastener | 11060-M6C25KCSC9Z6/912 10487-1000-M6C025-04 24140-M6/25/SOHTCS/TC1D/DIN912 20589-10948-03241 A0996-BN 3 M6x25mm CR6+FREE | ANIXTER OHTA TR FORMAC DIV OF TR FASTENINGS FASTENAL COMPANY BOSSARD | STM
4871 | 6 | 42 |  | CTAComponent | 1000-M6C016-04 | 4 | Release | Each | 1.0 | Hexagon Socket Head Cap Screw, M6-1, X16mm Long, Grade 8.8 Steel, Zinc Plated, RoHS Fastener | 20589-10948-03239 10487-1000-M6C016-04 24140-M6/16/SOHTCS/TC1D/DIN912 11060-M6C16KCSC9Z6/912 A0996-BN 4 M6 x 16mm CR6+FREE | FASTENAL COMPANY OHTA TR FORMAC DIV OF TR FASTENINGS ANIXTER BOSSARD | STM
4872 | 6 | 47 |  | CTAComponent | 1010-M4C006-14 | 2 | Release | Each | 16.0 | Phillips Flat Head Screw, ISO 7046, M4-0.7, X6mm Long, Grade 4.8 Steel, Zinc Plated, RoHS Fastener | 11060-M4C6MXFSTZ6/965A A0996-BN 388 M4-0.7 x 6mm CR6+FREE 12217-25030-109 | ANIXTER BOSSARD MIDWEST PRODUCTS & ENGINEERING | STM
4873 | 6 | 46 |  | CTAComponent | 1006-M8C025-04 | 2 | Release | Each | 4.0 | Hexagon Head Screw, ISO 4017, M8-1.25, X25mm Long, Grade 8.8 Steel, Zinc Plated, RoHS Fastener | 20589-10948-03862 11060-M8C25HCSC9Z6/933 A0996-BN 56 M8 x 25mm CR6+FREE 24140-M8/25/HHHTMC/TC1/GB5783 | FASTENAL COMPANY ANIXTER BOSSARD TR FORMAC DIV OF TR FASTENINGS | STM
4874 | 6 | 50 |  | CTAComponent | C1213-M4C012-14 | 1 | Release | Each | 49.0 | GB_T 9074.8，M4x12mm，Grade 4.8 Steel，Zinc finish，RoHS Fastener | 25114-M4/12/PPSTPS/TC1/GB9074.8 | TR FORMAC SHANGHAI PTE LTD | HLE
4875 | 6 | 48 |  | CTAComponent | C2106-M12-02 | 1 | Release | Each | 2.0 | GB_T 93，M12，Spring Steel，Zinc finish，RoHS Fastener | 25114-M12/-/SRSTWA/TC1/GB93 | TR FORMAC SHANGHAI PTE LTD | HLE
4876 | 6 | 49 |  | CTAComponent | 1040-M5C008-27 | 2 | Release | Each | 1.0 | Hexagon Set Screw with Cup Point, M5-0.8, X8mm Long, Grade 45H Steel, Black Oxide RoHS Fastener | A0996-1032496 11060-M5C8KKCA1/916 20589-10948-04197 24140-M5/8/HSHTPC/BO1 | BOSSARD ANIXTER FASTENAL COMPANY TR FORMAC DIV OF TR FASTENINGS | STM
4877 | 6 | 52 |  | CTAComponent | 2000-M12-03 | 1 | Release | Each | 12.0 | Flat Washer, ISO7089, M12, Steel 200HV, Zinc Plated, RoHS Fastener | 11060-M12NWSFSTZ6/125ATP 20589-10948-03460 | ANIXTER FASTENAL COMPANY | STM
4878 | 6 | 51 |  | CTAComponent | 2000-M10-03 | 2 | Release | Each | 1.0 | Flat Washer, ISO7089, M10, Steel 200HV, Zinc Plated, RoHS Fastener | 20589-10948-03459 11060-M10NWSFSTZ6/125ATP 10487-2000-M10-03 | FASTENAL COMPANY ANIXTER OHTA | STM
4879 | 6 | 56 |  | CTAComponent | 2000-M8-03 | 2 | Release | Each | 12.0 | Flat Washer, ISO7089, M8, Steel 200HV, Zinc Plated, RoHS Fastener | 11060-M8NWSFSTZ6/125ATP 20589-10948-03458 25114-2000-M8-03 | ANIXTER FASTENAL COMPANY TR FORMAC SHANGHAI PTE LTD | STM
4880 | 6 | 54 |  | CTAComponent | 2000-M5-03 | 5 | Release | Each | 4.0 | Flat Washer, ISO7089, M5, Steel 200HV, Zinc Plated, RoHS Fastener | A0996-BN343-M5 CR3 11060-M5NWSFSTZ6/125ATP 20589-10948-03456 24140-M5/-/PWSTWA/TC1/DIN125 10487-7130111-5 | BOSSARD ANIXTER FASTENAL COMPANY TR FORMAC DIV OF TR FASTENINGS OHTA | STM
4881 | 6 | 55 |  | CTAComponent | 2000-M6-03 | 3 | Release | Each | 1.0 | Flat Washer, ISO7089, M6, Steel 200HV, Zinc Plated, RoHS Fastener | 20589-10948-03457 10487-2000-M6-03 11060-M6NWSFSTZ6/125ATP 24140-M6/-/PWSTWA/TC1/DIN125 | FASTENAL COMPANY OHTA ANIXTER TR FORMAC DIV OF TR FASTENINGS | STM
4882 | 6 | 53 |  | CTAComponent | 2000-M14-03 | 1 | Release | Each | 2.0 | Flat Washer, ISO7089, M14, Steel 200HV, Zinc Plated, RoHS Fastener | 11060-M14NWSFSTZ6/125ATH 20589-10948-04410 | ANIXTER FASTENAL COMPANY | STM
4883 | 6 | 57 |  | CTAComponent | 2203-M10-07 | 2 | Release | Each | 1.0 | Curved Lock Washer, DIN 128A, M10, Spring Steel, Zinc Plated, RoHS Fastener | 20589-10948-04154 11060-M10NLOCSTZ6/128A | FASTENAL COMPANY ANIXTER | STM
4884 | 6 | 60 |  | CTAComponent | 2106-M5-14 | 1 | Release | Each | 4.0 | Spring Lock Washer with Flat Ends JIS B1251, M5, Spring Stainless Steel, Rohs Fastener | 24140-2106-M5-14 | TR FORMAC DIV OF TR FASTENINGS | STM
4885 | 6 | 59 |  | CTAComponent | 2203-M14-07 | 2 | Release | Each | 2.0 | Curved Lock Washer, DIN 128A, M14, Spring Steel, Zinc Plated, RoHS Fastener | 20589-10948-04414 11060-M14NLOCSTZ6/128A | FASTENAL COMPANY ANIXTER | STM
4886 | 6 | 61 |  | CTAComponent | 2203-M6-07 | 5 | Release | Each | 5.0 | Curved Lock Washer, DIN 128A, M6, Spring Steel, Zinc Plated, RoHS Fastener | 11060-M6NLOCSTZ6/128A A0996-BN 770 M6 CR6+FREE 24140-M6/-/SSSTWA/TC1D/DIN128A 20589-10948-04152 | ANIXTER BOSSARD TR FORMAC DIV OF TR FASTENINGS FASTENAL COMPANY | STM
4887 | 6 | 58 |  | CTAComponent | 2203-M12-07 | 3 | Release | Each | 12.0 | Curved Lock Washer, DIN 128A, M12, Spring Steel, Zinc Plated, RoHS Fastener | 20589-10948-04155 11060-M12NLOCSTMZT/128A | FASTENAL COMPANY ANIXTER | STM
4888 | 6 | 63 |  | CTAComponent | 3000-M12C-04 | 3 | Release | Each | 2.0 | Hexagon Nut, ISO4032, M12-1.75, Grade 8 Steel, Zinc Plated, RoHS Fastener | 20589-10948-03691 11060-M12CNFHC7Z6/4032 | FASTENAL COMPANY ANIXTER | STM
4889 | 6 | 62 |  | CTAComponent | 2203-M8-07 | 3 | Release | Each | 8.0 | Curved Lock Washer, DIN 128A, M8, Spring Steel, Zinc Plated, RoHS Fastener | 20589-10948-04153 11060-M8NLOCSTMZT/128A | FASTENAL COMPANY ANIXTER | STM
4890 | 6 | 67 |  | CTAComponent | 5440269 | 1 | Release | Each | 1.0 | Rubber Protector |  |  | HLE
4891 | 6 | 68 |  | CTAComponent | 5440286 | 2 | Release | Each | 2.0 | terminal board |  |  | CCX
4892 | 6 | 65 |  | CTAComponent | 4001-M5L020-30 | 2 | Release | Each | 8.0 | Spring Pin, ISO 8752, 5mm Diameter X 20mm Long, Stainless Steel, RoHS Fastener | 11060-M5R20PRPSJ/1481 A0996-BN 337 M5 x 20mm CR6 + Free 20589-O131809 | ANIXTER BOSSARD FASTENAL COMPANY | STM
4893 | 6 | 64 |  | CTAComponent | 3000-M8C-04 | 1 | Release | Each | 6.0 | Hexagon Nut, ISO4032, M8-1.25, Grade 8 Steel, Zinc Plated, RoHS Fastener | 20589-10948-03689 11060-M8CNFHSTZ6/934 | FASTENAL COMPANY ANIXTER | STM
4894 | 6 | 66 |  | CTAComponent | 5492776 | 2 | Release | Each | 4.0 | wedge anchor |  |  | CCX
4895 | 6 | 70 |  | CTAComponent | 5445416-3 | 1 | Release | Each | 1.0 | AVID PRODUCTS STEEL P-CLAMP or R-clamp DIA7.9, WIDE9.7,19243 SCP-5-323-203 |  |  | HLE
4896 | 6 | 69 |  | CTAComponent | 5445416-2 | 1 | Release | Each | 1.0 | AVID PRODUCTS STEEL P-CLAMP or R-clamp DIA6.4, WIDE9.7, 19243-SCP-4-323-203 |  |  | HLE
4897 | 6 | 75 |  | CTAComponent | 5457946 | 1 | Release | Each | 16.0 | RICHCO FTH-7A1-RT FLAT TIE HOLDER 25.4x25.4x7.1mm, ACCOMODATES 5x2mm |  |  | HLE
4898 | 6 | 73 |  | CTAComponent | 5456441 | 1 | Release | Each | 2.0 | KANG YANG nylon Cable Clamp P-Clamp CC-1S width9.2mm, bolt hole5.4mm, Dia3.2mm |  |  | HLE
4899 | 6 | 74 |  | CTAComponent | 5456441-1 | 1 | Release | Each | 6.0 | KANG YANG nylon Cable Clamp P-Clamp CC-3 width9.3mm,bolt hole5mm,Dia6.2mm |  |  | HLE
4900 | 6 | 72 |  | CTAComponent | 5451206 | 2 | Release | Each | 1.0 | 750W Motor |  |  | HLE
4901 | 6 | 71 |  | CTAComponent | 5445973 | 1 | Release | Each | 2.0 | MITSUBOSHI M-31 |  |  | HLE
4902 | 6 | 81 |  | CTAComponent | 1000-M8C030-07 | 2 | Release | Each | 8.0 | Hexagon Socket Head Cap Screw, M8-1.25, X30mm Long, Grade12.9 Steel, Black Oxide, RoHS Fastener | A0996-1008013 20589-39589 11060-M8C30KCSC4/912 | BOSSARD FASTENAL COMPANY ANIXTER | STM
4903 | 6 | 78 |  | CTAComponent | 5492775 | 1 | Release | Each | 2.0 | baffle pipe |  |  | CCX
4904 | 6 | 79 |  | CTAComponent | 5492779 | 1 | Release | Each | 2.0 | press sheet |  |  | CCX
4905 | 6 | 76 |  | CTAComponent | 5455376 | 1 | Release | Each | 1.0 | Circlip for shaft-GB894.1-86 25 Series Fastener Drawing RoHS Compliant |  |  | CCX
4906 | 6 | 82 |  | CTAComponent | 2001-M6-03 | 2 | Release | Each | 4.0 | Large Flat Washer, ISO7093, M6, Steel 200HV, Zinc Plated, RoHS Fastener | 11060-M6NWFESTZ6/9021TH 20589-10948-03486 24140-M6/-/PWSTWA/TC1/ISO7093 | ANIXTER FASTENAL COMPANY TR FORMAC DIV OF TR FASTENINGS | STM
4907 | 6 | 77 |  | CTAComponent | C2106-M8-80 | 1 | Release | Each | 12.0 | GB_T 93，M8，Spring Steel，Black Oxide finish，RoHS Fastener | 25114-M8/-/SRSTWA/BO/GB93 | TR FORMAC SHANGHAI PTE LTD | HLE
4908 | 6 | 80 |  | CTAComponent | 5492781 | 1 | Release | Each | 1.0 | washer sheet |  |  | CCX
4909 | 5 | 23 |  | CTAComponent | 1000-M8C016-04 | 3 | Release | Each | 4.0 | Hexagon Socket Head Cap Screw, M8-1.25, X16mm Long, Grade 8.8 Steel, Zinc Plated, RoHS Fastener | 11060-M8C16KCSC9Z6/912 20589-10948-04703 24140-M8/16/SOHTCS/TC1D/DIN912 10487-1000-M8C016-04 | ANIXTER FASTENAL COMPANY TR FORMAC DIV OF TR FASTENINGS OHTA | STM
4910 | 5 | 14 |  | CTAComponent | 5449644 | 3 | Release | Each | 1.0 | Foot_down Cover |  |  | CCX
4911 | 5 | 15 |  | CTAComponent | 5446769 | 1 | Release | Each | 1.0 | Chain Cover |  |  | HLE
4912 | 5 | 17 |  | CTAAssembly | 5452890 | 4 | Release | Each | 1.0 | Table top assembly |  |  | CCX
4913 | 6 | 4 |  | CTAAssembly | 5447602 | 2 | Release | Each | 1.0 | Front AL profile assembly |  |  | CCX
4914 | 7 | 1 |  | CTAComponent | 5442990 | 1 | Release | Each | 1.0 | Front protect plate fixing plate |  |  | CCX
4915 | 7 | 4 |  | CTAComponent | 1010-M4C010-14 | 2 | Release | Each | 10.0 | Phillips Flat Head Screw, ISO 7046, M4-0.7, X10mm Long, Grade 4.8 Steel, Zinc Plated, RoHS Fastener | 20589-10948-03508 11060-M4C10MXFSTZ6/965A 24140-M4/10/KPSTMC/TC1/DIN965 | FASTENAL COMPANY ANIXTER TR FORMAC DIV OF TR FASTENINGS | STM
4916 | 7 | 3 |  | CTAComponent | 5452276 | 1 | Release | Each | 1.0 | Front AL profile |  |  | CCX
4917 | 7 | 2 |  | CTAComponent | 5441358 | 1 | Release | Each | 1.0 | Front polythene protecting plate |  |  | CCX
4918 | 6 | 6 |  | CTAAssembly | 5449395 | 1 | Release | Each | 1.0 | Table top driving rack assembly |  |  | CCX
4919 | 7 | 2 |  | CTAComponent | 5436899 | 1 | Release | Each | 1.0 | Table top driving rack |  |  | CCX
4920 | 7 | 3 |  | CTAComponent | 1000-M4C010-04 | 5 | Release | Each | 2.0 | Hexagon Socket Head Cap Screw, ISO 4762, M4-0.7, X10mm Long, Grade 8.8 Steel, Zinc Plated, RoHS Fastener | 11060-M4C10KCSC9Z6/912 10487-1000-M4C010-04 20589-10948-03231 24140-M4/10/SOHTCS/TC1D/DIN912 A0996-BN 4 M4 X 10mm CR6+FREE | ANIXTER OHTA FASTENAL COMPANY TR FORMAC DIV OF TR FASTENINGS BOSSARD | STM
4921 | 7 | 1 |  | CTAComponent | 5446209 | 1 | Release | Each | 1.0 | Table top driving rack fix plate |  |  | CCX
4922 | 6 | 7 |  | CTAComponent | 5438955 | 1 | Release | Each | 1.0 | Travel switch plate |  |  | CCX
4923 | 6 | 3 |  | CTAAssembly | 5453709 | 2 | Release | Each | 1.0 | Rear AL profile assembly |  |  | CCX
4924 | 7 | 1 |  | CTAComponent | 5438182 | 1 | Release | Each | 1.0 | Rear AL profile |  |  | CCX
4925 | 7 | 4 |  | CTAComponent | 5461779 | 1 | Release | Each | 1.0 | Rear protect plate fixing plate |  |  | CCX
4926 | 7 | 6 |  | CTAComponent | 1010-M4C012-14 | 2 | Release | Each | 9.0 | Phillips Flat Head Screw, ISO 7046, M4-0.7, X12mm Long, Grade 4.8 Steel, Zinc Plated, RoHS Fastener | 11060-M4C12MXFSTZ6/965A 20589-10948-03509 24140-M4/12/KPSTMC/TC1/DIN965 | ANIXTER FASTENAL COMPANY TR FORMAC DIV OF TR FASTENINGS | STM
4927 | 7 | 5 |  | CTAComponent | 1010-M4C008-14 | 1 | Release | Each | 7.0 | Phillips Flat Head Screw, ISO 7046, M4-0.7, X8mm Long, Grade 4.8 Steel, Zinc Plated, RoHS Fastener | 20589-10948-03507 11060-M4C8MXFSTZ6/965A | FASTENAL COMPANY ANIXTER | STM
4928 | 7 | 3 |  | CTAComponent | 5439747 | 1 | Release | Each | 1.0 | Rear polythene protecting plate |  |  | CCX
4929 | 7 | 2 |  | CTAAssembly | 5497426 | 1 | Release | Each | 1.0 | Protect plate support bracket |  |  | CCX
4930 | 8 | 2 |  | CTAComponent | 5450653 | 1 | Release | Each | 1.0 | Protect plate thicken plate |  |  | CCX
4931 | 8 | 1 |  | CTAComponent | 5497427 | 1 | Release | Each | 1.0 | Protect plate |  |  | CCX
4932 | 6 | 1 |  | CTAAssembly | 5453708 | 1 | Release | Each | 1.0 | Tabletop main frame assembly |  |  | CCX
4933 | 7 | 2 |  | CTAAssembly | 5461778 | 1 | Release | Each | 1.0 | Right support beam assembly |  |  | CCX
4934 | 8 | 2 |  | CTAComponent | 5441359 | 1 | Release | Each | 1.0 | Right beam extend plate |  |  | CCX
4935 | 8 | 3 |  | CTAAssembly | 5450654 | 1 | Release | Each | 1.0 | Driving rack fix bracket |  |  | CCX
4936 | 9 | 2 |  | CTAComponent | 5497436 | 1 | Release | Each | 1.0 | Right side plate |  |  | CCX
4937 | 9 | 3 |  | CTAComponent | 5497437 | 1 | Release | Each | 1.0 | Left side plate |  |  | CCX
4938 | 9 | 1 |  | CTAComponent | 5497435 | 1 | Release | Each | 1.0 | U shape plate |  |  | CCX
4939 | 8 | 1 |  | CTAComponent | 5461780 | 1 | Release | Each | 1.0 | Right support beam main frame |  |  | CCX
4940 | 8 | 5 |  | CTAComponent | 5451435 | 1 | Release | Each | 1.0 | Right beam rail support plate |  |  | CCX
4941 | 8 | 6 |  | CTAComponent | 5461027 | 1 | Release | Each | 2.0 | M5x16L machine pressure riveting screw |  |  | CCX
4942 | 8 | 4 |  | CTAComponent | 5439748 | 1 | Release | Each | 1.0 | Right beam top plate |  |  | CCX
4943 | 7 | 3 |  | CTAAssembly | 5445408 | 1 | Release | Each | 1.0 | Left support beam assembly |  |  | CCX
4944 | 8 | 2 |  | CTAComponent | 5442182 | 1 | Release | Each | 1.0 | Left beam front cover plate |  |  | CCX
4945 | 8 | 4 |  | CTAComponent | 5440511 | 1 | Release | Each | 1.0 | Left beam rear cover plate |  |  | CCX
4946 | 8 | 3 |  | CTAComponent | 5453105 | 1 | Release | Each | 1.0 | Left beam right cover |  |  | CCX
4947 | 8 | 1 |  | CTAComponent | 5446210 | 1 | Release | Each | 1.0 | Left beam main frame |  |  | CCX
4948 | 7 | 1 |  | CTAComponent | 5439746 | 1 | Release | Each | 2.0 | Front support beam |  |  | CCX
4949 | 7 | 5 |  | CTAComponent | 5449396 | 1 | Release | Each | 1.0 | Left beam support plate |  |  | CCX
4950 | 7 | 6 |  | CTAComponent | 5444567 | 1 | Release | Each | 1.0 | Left beam rail |  |  | CCX
4951 | 7 | 4 |  | CTAComponent | 5457975 | 1 | Release | Each | 2.0 | Carbon fiber board support plate |  |  | CCX
4952 | 7 | 7 |  | CTAComponent | 1000-M5C016-04 | 5 | Release | Each | 6.0 | Hexagon Socket Head Cap Screw, M5-0.8, X16mm Long, Grade 8.8 Steel, Zinc Plated, RoHS Fastener | 11060-M5C16KCSC9Z6/912 24140-M5/16/SOHTCS/TC1D/DIN912 10487-1000-M5C016-04 20589-ZS2540016ZP0000 A0996-BN 4 M5 x 16mm CR6+FREE | ANIXTER TR FORMAC DIV OF TR FASTENINGS OHTA FASTENAL COMPANY BOSSARD | STM
4953 | 7 | 8 |  | CTAComponent | 2106-M5-14 | 1 | Release | Each | 6.0 | Spring Lock Washer with Flat Ends JIS B1251, M5, Spring Stainless Steel, Rohs Fastener | 24140-2106-M5-14 | TR FORMAC DIV OF TR FASTENINGS | STM
4954 | 6 | 8 |  | CTAComponent | 5491722 | 1 | Release | Each | 1.0 | linear guide right protect plate |  |  | CCX
4955 | 6 | 2 |  | CTAComponent | 5460826 | 1 | Release | Each | 1.0 | Carbon fiber board |  |  | CCX
4956 | 6 | 12 |  | CTAComponent | 1000-M5C016-04 | 5 | Release | Each | 4.0 | Hexagon Socket Head Cap Screw, M5-0.8, X16mm Long, Grade 8.8 Steel, Zinc Plated, RoHS Fastener | 11060-M5C16KCSC9Z6/912 24140-M5/16/SOHTCS/TC1D/DIN912 10487-1000-M5C016-04 20589-ZS2540016ZP0000 A0996-BN 4 M5 x 16mm CR6+FREE | ANIXTER TR FORMAC DIV OF TR FASTENINGS OHTA FASTENAL COMPANY BOSSARD | STM
4957 | 6 | 13 |  | CTAComponent | 2000-M5-02 | 3 | Release | Each | 6.0 | Flat Washer, ISO7089, M5, Steel 140HV, Zinc Plated, RoHS Fastener | 11060-M5NWSFSTZ6/125A A0996-BN715 M5 CR6 Free 24140-M5/-/PWSTWA/TC1 20589-10948-03440 | ANIXTER BOSSARD TR FORMAC DIV OF TR FASTENINGS FASTENAL COMPANY | STM
4958 | 6 | 16 |  | CTAComponent | 1010-M4C012-14 | 2 | Release | Each | 15.0 | Phillips Flat Head Screw, ISO 7046, M4-0.7, X12mm Long, Grade 4.8 Steel, Zinc Plated, RoHS Fastener | 11060-M4C12MXFSTZ6/965A 20589-10948-03509 24140-M4/12/KPSTMC/TC1/DIN965 | ANIXTER FASTENAL COMPANY TR FORMAC DIV OF TR FASTENINGS | STM
4959 | 6 | 17 |  | CTAComponent | 1010-M4C008-14 | 1 | Release | Each | 6.0 | Phillips Flat Head Screw, ISO 7046, M4-0.7, X8mm Long, Grade 4.8 Steel, Zinc Plated, RoHS Fastener | 20589-10948-03507 11060-M4C8MXFSTZ6/965A | FASTENAL COMPANY ANIXTER | STM
4960 | 6 | 9 |  | CTAComponent | 1000-M8C025-04 | 3 | Release | Each | 8.0 | Hexagon Socket Head Cap Screw, M8-1.25, X25mm Long, Grade 8.8 Steel, Zinc Plated, RoHS Fastener | 11060-M8C25KCSC9Z6/912 20589-ZS2580025ZP0000 24140-M8/25/SOHTCS/TC1D/DIN912 10487-1000-M8C025-04 | ANIXTER FASTENAL COMPANY TR FORMAC DIV OF TR FASTENINGS OHTA | STM
4961 | 6 | 15 |  | CTAComponent | 3000-M5C-04 | 4 | Release | Each | 2.0 | Hexagon Nut, ISO4032, M5-0.8, Grade 8 Steel, Zinc Plated, RoHS Fastener | 20589-10948-03687 A0996-BN117 M5 CR6+FREE 24140-M5/-/HFH8-/TC1D/DIN934 11060-M5CNFHSTZ6/934 | FASTENAL COMPANY BOSSARD TR FORMAC DIV OF TR FASTENINGS ANIXTER | STM
4962 | 6 | 19 |  | CTAComponent | 5491724 | 1 | Release | Each | 1.0 | linear guide left protect plate |  |  | CCX
4963 | 6 | 14 |  | CTAComponent | 2106-M5-05 | 1 | Release | Each | 6.0 | SPRING LOCK WASHER WITH FLAT ENDS, JIS B 1251, M5 STEEL, ZINC PLATED RoHS FASTENER | A0996-BN 760 M5 CR6+FREE 24432-10948-06353 24140-M5/SPSTWA/TC1D/JIS B1251 | BOSSARD FASTENAL TR FORMAC DIV OF TR FASTENINGS | STM
4964 | 6 | 10 |  | CTAComponent | 2000-M8-02 | 2 | Release | Each | 8.0 | Flat Washer, ISO7089, M8, Steel 140HV, Zinc Plated, RoHS Fastener | 20589-10948-03442 11060-M8NWSFSTZ6/125A A0996-BN715 M8 CR6 Free 24140-M8/-/PWSTWA/TC1 | FASTENAL COMPANY ANIXTER BOSSARD TR FORMAC DIV OF TR FASTENINGS | STM
4965 | 6 | 11 |  | CTAComponent | C2106-M8-80 | 1 | Release | Each | 8.0 | GB_T 93，M8，Spring Steel，Black Oxide finish，RoHS Fastener | 25114-M8/-/SRSTWA/BO/GB93 | TR FORMAC SHANGHAI PTE LTD | HLE
4966 | 6 | 18 |  | CTAComponent | 5492900 | 1 | Release | Each | 24.0 | M4-12L_GB822 |  |  | CCX
4967 | 5 | 18 |  | CTAAssembly | 5457759 | 6 | Release | Each | 1.0 | Tube column assembly |  |  | CCX
4968 | 6 | 1 |  | CTAAssembly | 5460017 | 1 | Release | Each | 1.0 | Column ASM |  |  | CCX
4969 | 7 | 2 |  | CTAComponent | 5440476 | 1 | Release | Each | 1.0 | Rack |  |  | CCX
4970 | 7 | 3 |  | CTAComponent | 5458681 | 1 | Release | Each | 4.0 | Nut column A |  |  | CCX
4971 | 7 | 1 |  | CTAAssembly | 5450622 | 1 | Release | Each | 1.0 | Column |  |  | CCX
4972 | 8 | 2 |  | CTAComponent | 5458680 | 1 | Release | Each | 1.0 | Back plate |  |  | CCX
4973 | 8 | 4 |  | CTAComponent | 5442944 | 1 | Release | Each | 1.0 | Reinforce plate A |  |  | CCX
4974 | 8 | 3 |  | CTAComponent | 5462454 | 1 | Release | Each | 1.0 | Baseplate |  |  | CCX
4975 | 8 | 1 |  | CTAComponent | 5460984 | 1 | Release | Each | 1.0 | U plate |  |  | CCX
4976 | 8 | 10 |  | CTAComponent | 5461743 | 1 | Release | Each | 2.0 | Steel rod |  |  | CCX
4977 | 8 | 9 |  | CTAComponent | 5453068 | 1 | Release | Each | 1.0 | Plate |  |  | CCX
4978 | 8 | 6 |  | CTAComponent | 5443728 | 1 | Release | Each | 1.0 | Reinforce plate C |  |  | CCX
4979 | 8 | 8 |  | CTAComponent | 5449358 | 1 | Release | Each | 1.0 | Reinforce plate E |  |  | CCX
4980 | 8 | 7 |  | CTAComponent | 5457928 | 1 | Release | Each | 1.0 | Reinforce plate D |  |  | CCX
4981 | 8 | 5 |  | CTAComponent | 5440475 | 1 | Release | Each | 1.0 | Reinforce plate B |  |  | CCX
4982 | 8 | 12 |  | CTAComponent | 5494238 | 1 | Release | Each | 2.0 | Limited block |  |  | CCX
4983 | 8 | 13 |  | CTAComponent | 1000-M4C008-04 | 6 | Release | Each | 2.0 | Hexagon Socket Head Cap Screw, ISO 4762, M4-0.7, X8mm Long, Grade 8.8 Steel, Zinc Plated, RoHS Fastener | 20589-10948-03230 11060-M4C8KCSC9Z6/912 10487-1000-M4C008-04 A0996-BN 4 M4 X 8mm CR6+FRE 24140-M4/8/SOHTCS/TC1D/ISO4762 | FASTENAL COMPANY ANIXTER OHTA BOSSARD TR FORMAC DIV OF TR FASTENINGS | STM
4984 | 8 | 11 |  | CTAComponent | 5494237 | 1 | Release | Each | 8.0 | Reinforce column |  |  | CCX
4985 | 7 | 6 |  | CTAComponent | 1000-M5C016-04 | 5 | Release | Each | 30.0 | Hexagon Socket Head Cap Screw, M5-0.8, X16mm Long, Grade 8.8 Steel, Zinc Plated, RoHS Fastener | 11060-M5C16KCSC9Z6/912 24140-M5/16/SOHTCS/TC1D/DIN912 10487-1000-M5C016-04 20589-ZS2540016ZP0000 A0996-BN 4 M5 x 16mm CR6+FREE | ANIXTER TR FORMAC DIV OF TR FASTENINGS OHTA FASTENAL COMPANY BOSSARD | STM
4986 | 7 | 5 |  | CTAComponent | 5454546 | 1 | Release | Each | 2.0 | Linear Guides |  |  | CCX
4987 | 7 | 9 |  | CTAComponent | 2106-M5-14 | 1 | Release | Each | 34.0 | Spring Lock Washer with Flat Ends JIS B1251, M5, Spring Stainless Steel, Rohs Fastener | 24140-2106-M5-14 | TR FORMAC DIV OF TR FASTENINGS | STM
4988 | 7 | 10 |  | CTAComponent | C2106-M6-02 | 3 | Release | Each | 6.0 | Spring Lock Washer, M6, Zinc plated, Rohs Fastener | 24140-C2106-M6-02 | TR FORMAC DIV OF TR FASTENINGS | HLE
4989 | 7 | 8 |  | CTAComponent | 2000-M5-03 | 5 | Release | Each | 4.0 | Flat Washer, ISO7089, M5, Steel 200HV, Zinc Plated, RoHS Fastener | A0996-BN343-M5 CR3 11060-M5NWSFSTZ6/125ATP 20589-10948-03456 24140-M5/-/PWSTWA/TC1/DIN125 10487-7130111-5 | BOSSARD ANIXTER FASTENAL COMPANY TR FORMAC DIV OF TR FASTENINGS OHTA | STM
4990 | 7 | 7 |  | CTAComponent | 1000-M6C016-04 | 4 | Release | Each | 6.0 | Hexagon Socket Head Cap Screw, M6-1, X16mm Long, Grade 8.8 Steel, Zinc Plated, RoHS Fastener | 20589-10948-03239 10487-1000-M6C016-04 24140-M6/16/SOHTCS/TC1D/DIN912 11060-M6C16KCSC9Z6/912 A0996-BN 4 M6 x 16mm CR6+FREE | FASTENAL COMPANY OHTA TR FORMAC DIV OF TR FASTENINGS ANIXTER BOSSARD | STM
4991 | 7 | 11 |  | CTAComponent | 3000-M5C-04 | 4 | Release | Each | 4.0 | Hexagon Nut, ISO4032, M5-0.8, Grade 8 Steel, Zinc Plated, RoHS Fastener | 20589-10948-03687 A0996-BN117 M5 CR6+FREE 24140-M5/-/HFH8-/TC1D/DIN934 11060-M5CNFHSTZ6/934 | FASTENAL COMPANY BOSSARD TR FORMAC DIV OF TR FASTENINGS ANIXTER | STM
4992 | 7 | 4 |  | CTAComponent | 5181222 | 2 | Release | Each | 2.0 | Close cover |  |  | HLE
4993 | 6 | 4 |  | CTAAssembly | 5452892 | 1 | Release | Each | 1.0 | Column movement motor ASM |  |  | CCX
4994 | 7 | 2 |  | CTAComponent | 5445994 | 1 | Release | Each | 1.0 | Motor mounting plate |  |  | CCX
4995 | 7 | 1 |  | CTAComponent | 5437963 | 1 | Release | Each | 1.0 | Drive gear |  |  | CCX
4996 | 7 | 5 |  | CTAComponent | 5436857 | 1 | Release | Each | 1.0 | Potentiometer gear B |  |  | CCX
4997 | 7 | 4 |  | CTAComponent | 5461746 | 1 | Release | Each | 1.0 | Potentiometer gear A |  |  | CCX
4998 | 7 | 3 |  | CTAComponent | 5441131 | 1 | Release | Each | 1.0 | Potentiometer mounting plate |  |  | CCX
4999 | 7 | 8 |  | CTAComponent | 1000-M4C008-04 | 6 | Release | Each | 6.0 | Hexagon Socket Head Cap Screw, ISO 4762, M4-0.7, X8mm Long, Grade 8.8 Steel, Zinc Plated, RoHS Fastener | 20589-10948-03230 11060-M4C8KCSC9Z6/912 10487-1000-M4C008-04 A0996-BN 4 M4 X 8mm CR6+FRE 24140-M4/8/SOHTCS/TC1D/ISO4762 | FASTENAL COMPANY ANIXTER OHTA BOSSARD TR FORMAC DIV OF TR FASTENINGS | STM
5000 | 7 | 7 |  | CTAComponent | 5457710 | 1 | Release | Each | 1.0 | Table column SID potentiometer and cable |  |  | HLE
5001 | 7 | 6 |  | CTAComponent | 5446779 | 1 | Release | Each | 1.0 | Column movement motor and gear box assembly |  |  | HLE
5002 | 7 | 11 |  | CTAComponent | 2000-M6-03 | 3 | Release | Each | 8.0 | Flat Washer, ISO7089, M6, Steel 200HV, Zinc Plated, RoHS Fastener | 20589-10948-03457 10487-2000-M6-03 11060-M6NWSFSTZ6/125ATP 24140-M6/-/PWSTWA/TC1/DIN125 | FASTENAL COMPANY OHTA ANIXTER TR FORMAC DIV OF TR FASTENINGS | STM
5003 | 7 | 10 |  | CTAComponent | 1003-M6C016-22 | 2 | Release | Each | 4.0 | Hexagon Socket Button Head Screw, M6-1, X16mm Long, Grade10.9 Steel, Black Oxide, RoHS Fastener | 11060-M6C16KBCC2/7380 A0996-1020749 20589-10948-03335 | ANIXTER BOSSARD FASTENAL COMPANY | STM
5004 | 7 | 9 |  | CTAComponent | 1000-M6C016-04 | 4 | Release | Each | 4.0 | Hexagon Socket Head Cap Screw, M6-1, X16mm Long, Grade 8.8 Steel, Zinc Plated, RoHS Fastener | 20589-10948-03239 10487-1000-M6C016-04 24140-M6/16/SOHTCS/TC1D/DIN912 11060-M6C16KCSC9Z6/912 A0996-BN 4 M6 x 16mm CR6+FREE | FASTENAL COMPANY OHTA TR FORMAC DIV OF TR FASTENINGS ANIXTER BOSSARD | STM
5005 | 7 | 12 |  | CTAComponent | C2106-M6-02 | 3 | Release | Each | 8.0 | Spring Lock Washer, M6, Zinc plated, Rohs Fastener | 24140-C2106-M6-02 | TR FORMAC DIV OF TR FASTENINGS | HLE
5006 | 6 | 6 |  | CTAAssembly | 5456207 | 1 | Release | Each | 1.0 | Motor driver ASM |  |  | CCX
5007 | 7 | 3 |  | CTAComponent | 1000-M3C006-04 | 5 | Release | Each | 4.0 | Hexagon Socket Head Cap Screw, ISO 4762, M3-0.5, X6mm Long, Grade 8.8 Steel, Zinc Plated, RoHS Fastener | 20589-10948-03224 10487-1000-M3C006-04 24140-M3/6/SOHTCS/TC1D/DIN912 11060-M3C6KCSC9Z6/912 A0996-BN 4 M3 X 6mm CR6+FREE | FASTENAL COMPANY OHTA TR FORMAC DIV OF TR FASTENINGS ANIXTER BOSSARD | STM
5008 | 7 | 1 |  | CTAComponent | 5457761 | 1 | Release | Each | 1.0 | Motor driver bracket |  |  | CCX
5009 | 7 | 5 |  | CTAComponent | 2106-M3-05 | 2 | Release | Each | 4.0 | Spring Lock Washer with Flat Ends JIS B1251, M3, Spring Steel, Zinc Plated, Rohs Fastener | 24140-MEP M3/SPSTWA/TC1D/JIS B1251 | TR FORMAC DIV OF TR FASTENINGS | STM
5010 | 7 | 4 |  | CTAComponent | 2000-M3-03 | 2 | Release | Each | 4.0 | WASHER PLAIN - LARGE 3.2 MM 7 MM , HV200, Steel, Zinc plate RoHS Washer | 10487-2000-M3-03 23983-6083737 24140-200-M3-03 | OHTA BOSSARD CHINA TR FORMAC DIV OF TR FASTENINGS | STM
5011 | 7 | 2 |  | ECCCollectorPart | 5476848 | 3 | Release | Each | 1.0 | PT800+ SID Motor Driver collector |  |  | HLE
5012 | 8 |  | f2 | CTAComponent | 5459814 | 3 | Release | Each | 1.0 | PS800R SID Motor Driver |  |  | CCX
5013 | 6 | 8 |  | CTAAssembly | 5449655 | 1 | Release | Each | 1.0 | Compressor driven wheel ASM |  |  | CCX
5014 | 7 | 1 |  | CTAComponent | 5453899 | 1 | Release | Each | 1.0 | Driven wheel mounting block |  |  | CCX
5015 | 7 | 3 |  | CTAComponent | 5449816 | 1 | Release | Each | 1.0 | Shaft sleeve A |  |  | CCX
5016 | 7 | 5 |  | CTAComponent | 5461748 | 1 | Release | Each | 1.0 | Driven wheel shaft |  |  | CCX
5017 | 7 | 4 |  | CTAComponent | 5447781 | 1 | Release | Each | 1.0 | Compressor driven wheel |  |  | CCX
5018 | 7 | 2 |  | CTAComponent | 5438918 | 1 | Release | Each | 1.0 | Driven wheel mounting base |  |  | CCX
5019 | 7 | 7 |  | CTAComponent | 5452244 | 1 | Release | Each | 2.0 | Bearing NSK 6900 |  |  | CCX
5020 | 7 | 8 |  | CTAComponent | 5494372 | 1 | Release | Each | 1.0 | Circlip for hole-GB893.1-86 22 Series Fastener Drawing RoHS Compliant |  |  | CCX
5021 | 7 | 9 |  | CTAComponent | C5001-M10-02 | 1 | Release | Each | 1.0 | GB_T 894.1，M10，Spring Steel，Black Oxide finish，RoHS Fastener | 25114-M10/-/-STSR/BO/GB894.1 | TR FORMAC SHANGHAI PTE LTD | HLE
5022 | 7 | 6 |  | CTAComponent | 5445365 | 1 | Release | Each | 1.0 | Shaft sleeve B |  |  | CCX
5023 | 7 | 13 |  | CTAComponent | C2106-M6-02 | 3 | Release | Each | 2.0 | Spring Lock Washer, M6, Zinc plated, Rohs Fastener | 24140-C2106-M6-02 | TR FORMAC DIV OF TR FASTENINGS | HLE
5024 | 7 | 12 |  | CTAComponent | 2000-M6-03 | 3 | Release | Each | 2.0 | Flat Washer, ISO7089, M6, Steel 200HV, Zinc Plated, RoHS Fastener | 20589-10948-03457 10487-2000-M6-03 11060-M6NWSFSTZ6/125ATP 24140-M6/-/PWSTWA/TC1/DIN125 | FASTENAL COMPANY OHTA ANIXTER TR FORMAC DIV OF TR FASTENINGS | STM
5025 | 7 | 11 |  | CTAComponent | 1000-M6C035-04 | 2 | Release | Each | 2.0 | Hexagon Socket Head Cap Screw, M6-1, X35mm Long, Grade 8.8 Steel, Zinc Plated, RoHS Fastener | 11060-M6C35KCSC9Z6/912 20589-ZS2550035ZP0000 10487-1000-M6C035-04 | ANIXTER FASTENAL COMPANY OHTA | STM
5026 | 7 | 10 |  | CTAComponent | 1000-M4C008-04 | 6 | Release | Each | 2.0 | Hexagon Socket Head Cap Screw, ISO 4762, M4-0.7, X8mm Long, Grade 8.8 Steel, Zinc Plated, RoHS Fastener | 20589-10948-03230 11060-M4C8KCSC9Z6/912 10487-1000-M4C008-04 A0996-BN 4 M4 X 8mm CR6+FRE 24140-M4/8/SOHTCS/TC1D/ISO4762 | FASTENAL COMPANY ANIXTER OHTA BOSSARD TR FORMAC DIV OF TR FASTENINGS | STM
5027 | 6 | 7 |  | CTAAssembly | 5457760 | 1 | Release | Each | 1.0 | Compressor ASM |  |  | CCX
5028 | 7 | 2 |  | CTAComponent | 5457164 | 1 | Release | Each | 2.0 | Mounting block |  |  | CCX
5029 | 7 | 4 |  | CTAAssembly | 5450625 | 2 | Release | Each | 1.0 | Guide shaft B ASM |  |  | CCX
5030 | 8 | 2 |  | CTAAssembly | 5436858 | 2 | Release | Each | 1.0 | Connecting shaft ASM |  |  | CCX
5031 | 9 | 2 |  | CTAComponent | 5459439 | 2 | Release | Each | 1.0 | Connecting shaft |  |  | CCX
5032 | 9 | 1 |  | CTAComponent | 5442945 | 1 | Release | Each | 1.0 | Linear bearing housing |  |  | CCX
5033 | 8 | 3 |  | CTAAssembly | 5449359 | 1 | Release | Each | 1.0 | Connecting shaft bracket ASM |  |  | CCX
5034 | 9 | 2 |  | CTAComponent | 5462455 | 1 | Release | Each | 1.0 | Connecting shaft bracket B |  |  | CCX
5035 | 9 | 1 |  | CTAComponent | 5441306 | 1 | Release | Each | 1.0 | Connecting shaft bracket A |  |  | CCX
5036 | 8 | 1 |  | CTAComponent | 5436065 | 1 | Release | Each | 1.0 | Guide shaft B |  |  | CCX
5037 | 8 | 7 |  | CTAComponent | 5458683 | 1 | Release | Each | 2.0 | BEARING LME16UU |  |  | CCX
5038 | 8 | 6 |  | CTAComponent | 5494294 | 1 | Release | Each | 2.0 | Circlip for hole-GB893.1-86 26 Series Fastener Drawing RoHS Compliant |  |  | CCX
5039 | 8 | 5 |  | CTAComponent | 5462456 | 2 | Release | Each | 1.0 | Decorative pipe |  |  | CCX
5040 | 8 | 8 |  | CTAComponent | 5497563 | 1 | Release | Each | 1.0 | Bearing TOK DR-40-H17 |  |  | CCX
5041 | 8 | 4 |  | CTAComponent | 5497564 | 1 | Release | Each | 1.0 | Shaft sleeve |  |  | CCX
5042 | 7 | 5 |  | CTAComponent | 5441305 | 1 | Release | Each | 1.0 | Balance block |  |  | CCX
5043 | 7 | 3 |  | CTAComponent | 5438144 | 1 | Release | Each | 2.0 | Guide shaft A |  |  | CCX
5044 | 7 | 1 |  | CTAComponent | 5437363 | 1 | Release | Each | 1.0 | Compressor baseplate |  |  | CCX
5045 | 7 | 10 |  | CTAComponent | 5461747 | 1 | Release | Each | 1.0 | Cup fixing screw |  |  | CCX
5046 | 7 | 9 |  | CTAComponent | 5438917 | 1 | Release | Each | 1.0 | Cup connecting part |  |  | CCX
5047 | 7 | 7 |  | CTAComponent | 5447780 | 1 | Release | Each | 1.0 | Balance block bracket |  |  | CCX
5048 | 7 | 8 |  | CTAComponent | 5454713 | 2 | Release | Each | 1.0 | Cup connecting pipe |  |  | CCX
5049 | 7 | 6 |  | CTAComponent | 5449815 | 1 | Release | Each | 4.0 | Balance block guide sleeve |  |  | CCX
5050 | 7 | 12 |  | CTAComponent | 5437364 | 1 | Release | Each | 1.0 | End plate |  |  | CCX
5051 | 7 | 11 |  | CTAAssembly | 5455577 | 1 | Release | Each | 1.0 | Guideway ASM |  |  | CCX
5052 | 8 | 1 |  | CTAComponent | 5436861 | 1 | Release | Each | 1.0 | Guideway |  |  | CCX
5053 | 8 | 4 |  | CTAComponent | 5444512 | 1 | Release | Each | 2.0 | Plate 3 |  |  | CCX
5054 | 8 | 3 |  | CTAComponent | 5446971 | 1 | Release | Each | 1.0 | Plate 2 |  |  | CCX
5055 | 8 | 2 |  | CTAComponent | 5453897 | 1 | Release | Each | 1.0 | Plate 1 |  |  | CCX
5056 | 7 | 16 |  | CTAComponent | 1000-M4C012-04 | 4 | Release | Each | 1.0 | Hexagon Socket Head Cap Screw, M4-0.7, X12mm Long, Grade 8.8 Steel, Zinc Plated, RoHS Fastener | 11060-M4C12KCSC9Z6/912 24140-M4/12/SOHTCS/TC1D/DIN912 20589-10948-03232 10487-1000-M4C012-04 A0996-BN 4 M4 X 12mm CR6+FREE | ANIXTER TR FORMAC DIV OF TR FASTENINGS FASTENAL COMPANY OHTA BOSSARD | STM
5057 | 7 | 17 |  | CTAComponent | 1000-M4C025-04 | 3 | Release | Each | 8.0 | Hexagon Socket Head Cap Screw, M4-0.7, X25mm Long, Grade 8.8 Steel, Zinc Plated, RoHS Fastener | 11060-M4C25KCSC9Z6/912 24140-M4/25/HHSTBL/TC1D 20589-10948-03235 10487-1000-M4C025-04 | ANIXTER TR FORMAC DIV OF TR FASTENINGS FASTENAL COMPANY OHTA | STM
5058 | 7 | 15 |  | CTAComponent | 5450657 | 1 | Release | Each | 4.0 | M4x10_GB973 |  |  | CCX
5059 | 7 | 14 |  | CTAComponent | 5476931 | 1 | Release | Each | 1.0 | Compressor cup |  |  | HLE
5060 | 7 | 13 |  | CTAComponent | 5494304 | 1 | Release | Each | 1.0 | Guide block |  |  | CCX
5061 | 7 | 20 |  | CTAComponent | 2000-M4-03 | 3 | Release | Each | 1.0 | FLAT WASHER - NORMAL SERIES, ISO 7089, M4 CLASS 200H STEEL, ZINC PLATED RoHS FASTENER | 24140-M4/-/PWSTWA/TC1/DIN125 10487-2000-M4-03 A0996-BN 343 M4 CR6+FREE 24432-11103691 11060-M4NWSFSTZ6/125ATP | TR FORMAC DIV OF TR FASTENINGS OHTA BOSSARD FASTENAL ANIXTER | STM
5062 | 7 | 21 |  | CTAComponent | C2106-M4-02 | 3 | Release | Each | 9.0 | Spring Lock Washer, M4, Zinc plated, Rohs Fastener | 24140-C2106-M4-02 | TR FORMAC DIV OF TR FASTENINGS | HLE
5063 | 7 | 19 |  | CTAComponent | 1010-M4C006-14 | 2 | Release | Each | 3.0 | Phillips Flat Head Screw, ISO 7046, M4-0.7, X6mm Long, Grade 4.8 Steel, Zinc Plated, RoHS Fastener | 11060-M4C6MXFSTZ6/965A A0996-BN 388 M4-0.7 x 6mm CR6+FREE 12217-25030-109 | ANIXTER BOSSARD MIDWEST PRODUCTS & ENGINEERING | STM
5064 | 7 | 18 |  | CTAComponent | 1010-M3C006-14 | 1 | Release | Each | 8.0 | Phillips Flat Head Screw, ISO 7046, M3-0.5, X6mm Long, Grade 4.8 Steel, Zinc Plated, RoHS Fastener | 20589-10948-03501 11060-M3C6MXFSTZ6/965A | FASTENAL COMPANY ANIXTER | STM
5065 | 7 | 22 |  | CTAComponent | 5494305 | 1 | Release | Each | 1.0 | Adjusting sleeve |  |  | CCX
5066 | 6 | 5 |  | CTAAssembly | 5452893 | 1 | Release | Each | 1.0 | Tube rotate switch ASM |  |  | CCX
5067 | 7 | 2 |  | CTAComponent | 5448409 | 2 | Release | Each | 1.0 | MICRO SWITCH |  |  | HLE
5068 | 7 | 4 |  | CTAComponent | 5459257 | 1 | Release | Each | 1.0 | thread hole plate |  |  | CCX
5069 | 7 | 3 |  | CTAComponent | C1213-M4C030-14 | 1 | Release | Each | 2.0 | GB_T 9074.8，M4x30mm，Grade 4.8 Steel，Zinc finish，RoHS Fastener | 25114-M4/30/PPSTPS/TC1/GB9074.8 | TR FORMAC SHANGHAI PTE LTD | HLE
5070 | 7 | 1 |  | CTAComponent | 5443553 | 1 | Release | Each | 1.0 | Tube rotate micro switch bracket |  |  | CCX
5071 | 7 | 6 |  | CTAComponent | 5447590 | 1 | Release | Each | 1.0 | through hole plate |  |  | CCX
5072 | 7 | 5 |  | CTAComponent | 5460819 | 1 | Release | Each | 1.0 | insulation piece |  |  | CCX
5073 | 6 | 3 |  | CTAAssembly | 5461566 | 1 | Release | Each | 1.0 | Column movement assembly |  |  | CCX
5074 | 7 | 2 |  | CTAComponent | 5459438 | 1 | Release | Each | 1.0 | Cover plate A |  |  | CCX
5075 | 7 | 3 |  | CTAComponent | 5447779 | 1 | Release | Each | 2.0 | SID limited block A |  |  | CCX
5076 | 7 | 1 |  | CTAAssembly | 5453896 | 1 | Release | Each | 1.0 | L column |  |  | CCX
5077 | 8 | 1 |  | CTAComponent | 5494269 | 2 | Release | Each | 1.0 | L column |  |  | CCX
5078 | 8 | 4 |  | CTAComponent | 5446169 | 1 | Release | Each | 2.0 | L column reinforce plate A |  |  | CCX
5079 | 8 | 3 |  | CTAComponent | 5436856 | 1 | Release | Each | 1.0 | Tube bracket mounting plate |  |  | CCX
5080 | 8 | 2 |  | CTAComponent | 5457931 | 1 | Release | Each | 1.0 | Slider mounting plate |  |  | CCX
5081 | 8 | 6 |  | CTAComponent | 5459436 | 1 | Release | Each | 1.0 | L column reinforce plate C |  |  | CCX
5082 | 8 | 7 |  | CTAComponent | 5446970 | 1 | Release | Each | 8.0 | Nut column B |  |  | CCX
5083 | 8 | 5 |  | CTAComponent | 5456389 | 1 | Release | Each | 4.0 | L column reinforce plate B |  |  | CCX
5084 | 7 | 5 |  | CTAComponent | 5494271 | 1 | Release | Each | 2.0 | Cable bracket |  |  | CCX
5085 | 7 | 6 |  | CTAComponent | 5451397 | 1 | Release | Each | 4.0 | Linear Guides Slider |  |  | CCX
5086 | 7 | 4 |  | CTAComponent | 5455576 | 1 | Release | Each | 1.0 | Cover plate B |  |  | CCX
5087 | 7 | 8 |  | CTAComponent | 1000-M5C012-04 | 5 | Release | Each | 6.0 | Hexagon Socket Head Cap Screw, M5-0.8, X12mm Long, Grade 8.8 Steel, Zinc Plated, RoHS Fastener | 11060-M5C12KCSC9Z6/912 10487-1000-M5C012-04 24140-M5/12/SOHTCS/TC1D/DIN912 20589-ZS2540012ZP0000 A0996-BN 3 M5x12mm CR6+FREE | ANIXTER OHTA TR FORMAC DIV OF TR FASTENINGS FASTENAL COMPANY BOSSARD | STM
5088 | 7 | 7 |  | CTAComponent | 1000-M4C008-04 | 6 | Release | Each | 4.0 | Hexagon Socket Head Cap Screw, ISO 4762, M4-0.7, X8mm Long, Grade 8.8 Steel, Zinc Plated, RoHS Fastener | 20589-10948-03230 11060-M4C8KCSC9Z6/912 10487-1000-M4C008-04 A0996-BN 4 M4 X 8mm CR6+FRE 24140-M4/8/SOHTCS/TC1D/ISO4762 | FASTENAL COMPANY ANIXTER OHTA BOSSARD TR FORMAC DIV OF TR FASTENINGS | STM
5089 | 7 | 11 |  | CTAComponent | 2000-M4-03 | 3 | Release | Each | 4.0 | FLAT WASHER - NORMAL SERIES, ISO 7089, M4 CLASS 200H STEEL, ZINC PLATED RoHS FASTENER | 24140-M4/-/PWSTWA/TC1/DIN125 10487-2000-M4-03 A0996-BN 343 M4 CR6+FREE 24432-11103691 11060-M4NWSFSTZ6/125ATP | TR FORMAC DIV OF TR FASTENINGS OHTA BOSSARD FASTENAL ANIXTER | STM
5090 | 7 | 10 |  | CTAComponent | 1010-M4C006-14 | 2 | Release | Each | 8.0 | Phillips Flat Head Screw, ISO 7046, M4-0.7, X6mm Long, Grade 4.8 Steel, Zinc Plated, RoHS Fastener | 11060-M4C6MXFSTZ6/965A A0996-BN 388 M4-0.7 x 6mm CR6+FREE 12217-25030-109 | ANIXTER BOSSARD MIDWEST PRODUCTS & ENGINEERING | STM
5091 | 7 | 9 |  | CTAComponent | 1000-M5C025-04 | 3 | Release | Each | 14.0 | Hexagon Socket Head Cap Screw, M5-0.8, X25mm Long, Grade 8.8 Steel, Zinc Plated, RoHS Fastener | 11060-M5C25KCSC9Z6/912 25114-1000-M5C025-04 20589-11103214 10487-1000-M5C025-04 | ANIXTER TR FORMAC SHANGHAI PTE LTD FASTENAL COMPANY OHTA | STM
5092 | 7 | 13 |  | CTAComponent | 2106-M5-14 | 1 | Release | Each | 20.0 | Spring Lock Washer with Flat Ends JIS B1251, M5, Spring Stainless Steel, Rohs Fastener | 24140-2106-M5-14 | TR FORMAC DIV OF TR FASTENINGS | STM
5093 | 7 | 14 |  | CTAComponent | C2106-M4-02 | 3 | Release | Each | 4.0 | Spring Lock Washer, M4, Zinc plated, Rohs Fastener | 24140-C2106-M4-02 | TR FORMAC DIV OF TR FASTENINGS | HLE
5094 | 7 | 12 |  | CTAComponent | 2000-M5-03 | 5 | Release | Each | 14.0 | Flat Washer, ISO7089, M5, Steel 200HV, Zinc Plated, RoHS Fastener | A0996-BN343-M5 CR3 11060-M5NWSFSTZ6/125ATP 20589-10948-03456 24140-M5/-/PWSTWA/TC1/DIN125 10487-7130111-5 | BOSSARD ANIXTER FASTENAL COMPANY TR FORMAC DIV OF TR FASTENINGS OHTA | STM
5095 | 6 | 2 |  | CTAAssembly | 5455398 | 1 | Release | Each | 2.0 | Column micro switch ASM |  |  | CCX
5096 | 7 | 1 |  | CTAComponent | 5461567 | 1 | Release | Each | 1.0 | SID micro switch bracket |  |  | CCX
5097 | 7 | 3 |  | CTAComponent | C1213-M4C030-14 | 1 | Release | Each | 2.0 | GB_T 9074.8，M4x30mm，Grade 4.8 Steel，Zinc finish，RoHS Fastener | 25114-M4/30/PPSTPS/TC1/GB9074.8 | TR FORMAC SHANGHAI PTE LTD | HLE
5098 | 7 | 5 |  | CTAComponent | 5460819 | 1 | Release | Each | 1.0 | insulation piece |  |  | CCX
5099 | 7 | 4 |  | CTAComponent | 5459257 | 1 | Release | Each | 1.0 | thread hole plate |  |  | CCX
5100 | 7 | 2 |  | CTAComponent | 5448409 | 2 | Release | Each | 1.0 | MICRO SWITCH |  |  | HLE
5101 | 7 | 6 |  | CTAComponent | 5447590 | 1 | Release | Each | 1.0 | through hole plate |  |  | CCX
5102 | 6 | 12 |  | CTAAssembly | 5449656 | 1 | Release | Each | 1.0 | Cup holder assembly |  |  | CCX
5103 | 7 | 2 |  | CTAComponent | 5448605 | 1 | Release | Each | 1.0 | Rotating shaft |  |  | CCX
5104 | 7 | 4 |  | CTAComponent | 5458684 | 1 | Release | Each | 1.0 | Barium cup |  |  | CCX
5105 | 7 | 5 |  | CTAComponent | 1010-M5C016-14 | 1 | Release | Each | 1.0 | Phillips Flat Head Screw, ISO 7046, M5-0.8, X16mm Long, Grade 4.8 Steel, Zinc Plated, RoHS Fastener | 20589-10948-03516 11060-M5C16MXFSTZ6/965A | FASTENAL COMPANY ANIXTER | STM
5106 | 7 | 3 |  | CTAComponent | 5439705 | 1 | Release | Each | 1.0 | Cup bracket |  |  | CCX
5107 | 7 | 1 |  | CTAAssembly | 5446172 | 1 | Release | Each | 1.0 | Cup fixed ASM |  |  | CCX
5108 | 8 | 2 |  | CTAComponent | 5445367 | 1 | Release | Each | 1.0 | Support pipe |  |  | CCX
5109 | 8 | 1 |  | CTAComponent | 5460205 | 1 | Release | Each | 1.0 | Base |  |  | CCX
5110 | 7 | 6 |  | CTAComponent | C1213-M3C006-14 | 1 | Release | Each | 2.0 | GB_T 9074.8，M3x6mm，Grade 4.8 Steel，Zinc finish，RoHS Fastener | 25114-M3/6/PPSTPS/TC1/GB9074.8 | TR FORMAC SHANGHAI PTE LTD | HLE
5111 | 6 | 13 |  | CTAAssembly | 5453902 | 1 | Release | Each | 1.0 | Back cover assembly |  |  | CCX
5112 | 7 | 1 |  | CTAComponent | 5441133 | 1 | Release | Each | 1.0 | Back cover |  |  | CCX
5113 | 7 | 4 |  | CTAComponent | 5494388 | 1 | Release | Each | 1.0 | Reinforce plate |  |  | CCX
5114 | 7 | 3 |  | CTAComponent | 5443789 | 1 | Release | Each | 1.0 | Mounting plate |  |  | CCX
5115 | 7 | 2 |  | CTAComponent | 5441309 | 1 | Release | Each | 6.0 | Cushion block |  |  | CCX
5116 | 6 | 14 |  | CTAComponent | 5454547 | 1 | Release | Each | 1.0 | Cable bracket |  |  | CCX
5117 | 6 | 16 |  | CTAAssembly | 5437161 | 3 | Release | Each | 1.0 | Inner MIC assembly |  |  | CCX
5118 | 6 | 15 |  | CTAComponent | 5456391 | 1 | Release | Each | 2.0 | Electromagnetic brake cover |  |  | CCX
5119 | 6 | 11 |  | CTAAssembly | 5437186 | 1 | Release | Each | 1.0 | Column cover assembly |  |  | CCX
5120 | 7 | 2 |  | CTAComponent | 5440479 | 1 | Release | Each | 1.0 | MIC base |  |  | CCX
5121 | 7 | 3 |  | CTAComponent | 5494384 | 1 | Release | Each | 1.0 | Sleeve |  |  | CCX
5122 | 7 | 1 |  | CTAAssembly | 5456390 | 1 | Release | Each | 1.0 | Front cover ASM |  |  | CCX
5123 | 8 | 2 |  | CTAComponent | 5459441 | 1 | Release | Each | 1.0 | Speaker base |  |  | CCX
5124 | 8 | 1 |  | CTAComponent | 5443731 | 1 | Release | Each | 1.0 | Front cover |  |  | CCX
5125 | 8 | 6 |  | CTAComponent | 5436067 | 1 | Release | Each | 1.0 | Front cover bracket 2 |  |  | CCX
5126 | 8 | 5 |  | CTAComponent | 5449818 | 1 | Release | Each | 1.0 | Speaker mounting plate |  |  | CCX
5127 | 8 | 4 |  | CTAComponent | 5453071 | 1 | Release | Each | 4.0 | Front cover bracket 1 |  |  | CCX
5128 | 8 | 3 |  | CTAComponent | 5453901 | 1 | Release | Each | 2.0 | Nut column C |  |  | CCX
5129 | 8 | 7 |  | CTAComponent | 5442144 | 1 | Release | Each | 1.0 | Reinforce plate |  |  | CCX
5130 | 6 | 10 |  | CTAAssembly | 5453712 | 1 | Release | Each | 1.0 | Compressor micro swich ASM |  |  | CCX
5131 | 7 | 2 |  | CTAComponent | 5461564 | 2 | Release | Each | 1.0 | MICRO SWITCH |  |  | HLE
5132 | 7 | 4 |  | CTAComponent | 5459257 | 1 | Release | Each | 1.0 | thread hole plate |  |  | CCX
5133 | 7 | 3 |  | CTAComponent | C1213-M4C030-14 | 1 | Release | Each | 2.0 | GB_T 9074.8，M4x30mm，Grade 4.8 Steel，Zinc finish，RoHS Fastener | 25114-M4/30/PPSTPS/TC1/GB9074.8 | TR FORMAC SHANGHAI PTE LTD | HLE
5134 | 7 | 1 |  | CTAComponent | 5447606 | 1 | Release | Each | 1.0 | Compressor micro swich bracket |  |  | CCX
5135 | 7 | 6 |  | CTAComponent | 5447590 | 1 | Release | Each | 1.0 | through hole plate |  |  | CCX
5136 | 7 | 5 |  | CTAComponent | 5460819 | 1 | Release | Each | 1.0 | insulation piece |  |  | CCX
5137 | 6 | 9 |  | CTAAssembly | 5437965 | 1 | Release | Each | 1.0 | Compressor motor and gear box ASM |  |  | CCX
5138 | 7 | 2 |  | CTAComponent | 5437964 | 4 | Release | Each | 1.0 | Compressor motor and gear box assembly |  |  | CCX
5139 | 7 | 3 |  | CTAComponent | 1000-M4C012-04 | 4 | Release | Each | 2.0 | Hexagon Socket Head Cap Screw, M4-0.7, X12mm Long, Grade 8.8 Steel, Zinc Plated, RoHS Fastener | 11060-M4C12KCSC9Z6/912 24140-M4/12/SOHTCS/TC1D/DIN912 20589-10948-03232 10487-1000-M4C012-04 A0996-BN 4 M4 X 12mm CR6+FREE | ANIXTER TR FORMAC DIV OF TR FASTENINGS FASTENAL COMPANY OHTA BOSSARD | STM
5140 | 7 | 1 |  | CTAComponent | 5460829 | 1 | Release | Each | 1.0 | Compressor driving wheel |  |  | CCX
5141 | 6 | 22 |  | CTAComponent | 1000-M5C016-04 | 5 | Release | Each | 4.0 | Hexagon Socket Head Cap Screw, M5-0.8, X16mm Long, Grade 8.8 Steel, Zinc Plated, RoHS Fastener | 11060-M5C16KCSC9Z6/912 24140-M5/16/SOHTCS/TC1D/DIN912 10487-1000-M5C016-04 20589-ZS2540016ZP0000 A0996-BN 4 M5 x 16mm CR6+FREE | ANIXTER TR FORMAC DIV OF TR FASTENINGS OHTA FASTENAL COMPANY BOSSARD | STM
5142 | 6 | 19 |  | CTAComponent | 1000-M4C008-04 | 6 | Release | Each | 15.0 | Hexagon Socket Head Cap Screw, ISO 4762, M4-0.7, X8mm Long, Grade 8.8 Steel, Zinc Plated, RoHS Fastener | 20589-10948-03230 11060-M4C8KCSC9Z6/912 10487-1000-M4C008-04 A0996-BN 4 M4 X 8mm CR6+FRE 24140-M4/8/SOHTCS/TC1D/ISO4762 | FASTENAL COMPANY ANIXTER OHTA BOSSARD TR FORMAC DIV OF TR FASTENINGS | STM
5143 | 6 | 20 |  | CTAComponent | 1000-M4C012-04 | 4 | Release | Each | 8.0 | Hexagon Socket Head Cap Screw, M4-0.7, X12mm Long, Grade 8.8 Steel, Zinc Plated, RoHS Fastener | 11060-M4C12KCSC9Z6/912 24140-M4/12/SOHTCS/TC1D/DIN912 20589-10948-03232 10487-1000-M4C012-04 A0996-BN 4 M4 X 12mm CR6+FREE | ANIXTER TR FORMAC DIV OF TR FASTENINGS FASTENAL COMPANY OHTA BOSSARD | STM
5144 | 6 | 21 |  | CTAComponent | 1000-M5C012-04 | 5 | Release | Each | 6.0 | Hexagon Socket Head Cap Screw, M5-0.8, X12mm Long, Grade 8.8 Steel, Zinc Plated, RoHS Fastener | 11060-M5C12KCSC9Z6/912 10487-1000-M5C012-04 24140-M5/12/SOHTCS/TC1D/DIN912 20589-ZS2540012ZP0000 A0996-BN 3 M5x12mm CR6+FREE | ANIXTER OHTA TR FORMAC DIV OF TR FASTENINGS FASTENAL COMPANY BOSSARD | STM
5145 | 6 | 18 |  | CTAAssembly | 5444084 | 2 | Release | Each | 1.0 | SPK assembly |  |  | CCX
5146 | 6 | 17 |  | CTAComponent | 5440286 | 2 | Release | Each | 1.0 | terminal board |  |  | CCX
5147 | 6 | 26 |  | CTAComponent | 1003-M4C012-31 | 2 | Release | Each | 10.0 | Hexagon Socket Button Head Screw, M4-0.7, X12mm Long, A2-70 Stainless Steel, Passivate, RoHS Fastener | 20589-10948-03353 A0996-1348825 11060-M4C12KBCSJ/7380 | FASTENAL COMPANY BOSSARD ANIXTER | STM
5148 | 6 | 27 |  | CTAComponent | 1007-M4C010-14 | 2 | Release | Each | 13.0 | Phillips Pan Head Screw, ISO 7045, M4-0.7, X10mm Long, Grade 4.8 Steel, Zinc Plated, RoHS Fastener | 11060-M4C10MXPSTZ6/7985 20589-10948-03570 24140-M4/10/PPSTMC/TC1/ISO7045 | ANIXTER FASTENAL COMPANY TR FORMAC DIV OF TR FASTENINGS | STM
5149 | 6 | 28 |  | CTAComponent | 1010-M4C006-14 | 2 | Release | Each | 24.0 | Phillips Flat Head Screw, ISO 7046, M4-0.7, X6mm Long, Grade 4.8 Steel, Zinc Plated, RoHS Fastener | 11060-M4C6MXFSTZ6/965A A0996-BN 388 M4-0.7 x 6mm CR6+FREE 12217-25030-109 | ANIXTER BOSSARD MIDWEST PRODUCTS & ENGINEERING | STM
5150 | 6 | 29 |  | CTAComponent | 2000-M4-03 | 3 | Release | Each | 28.0 | FLAT WASHER - NORMAL SERIES, ISO 7089, M4 CLASS 200H STEEL, ZINC PLATED RoHS FASTENER | 24140-M4/-/PWSTWA/TC1/DIN125 10487-2000-M4-03 A0996-BN 343 M4 CR6+FREE 24432-11103691 11060-M4NWSFSTZ6/125ATP | TR FORMAC DIV OF TR FASTENINGS OHTA BOSSARD FASTENAL ANIXTER | STM
5151 | 6 | 24 |  | CTAComponent | 1000-M6C016-04 | 4 | Release | Each | 4.0 | Hexagon Socket Head Cap Screw, M6-1, X16mm Long, Grade 8.8 Steel, Zinc Plated, RoHS Fastener | 20589-10948-03239 10487-1000-M6C016-04 24140-M6/16/SOHTCS/TC1D/DIN912 11060-M6C16KCSC9Z6/912 A0996-BN 4 M6 x 16mm CR6+FREE | FASTENAL COMPANY OHTA TR FORMAC DIV OF TR FASTENINGS ANIXTER BOSSARD | STM
5152 | 6 | 25 |  | CTAComponent | 1000-M8C025-04 | 3 | Release | Each | 4.0 | Hexagon Socket Head Cap Screw, M8-1.25, X25mm Long, Grade 8.8 Steel, Zinc Plated, RoHS Fastener | 11060-M8C25KCSC9Z6/912 20589-ZS2580025ZP0000 24140-M8/25/SOHTCS/TC1D/DIN912 10487-1000-M8C025-04 | ANIXTER FASTENAL COMPANY TR FORMAC DIV OF TR FASTENINGS OHTA | STM
5153 | 6 | 23 |  | CTAComponent | 1000-M5C020-04 | 4 | Release | Each | 2.0 | Hexagon Socket Head Cap Screw, M5-0.8, X20mm Long, Grade 8.8 Steel, Zinc Plated, RoHS Fastener | 11060-M5C20KCSC9Z6/912 24140-M5/20/SOHTCS/TC1D/DIN912 10487-1000-M5C020-04 20589-11103212 A0996-BN 4 M5 x 20mm CR6+FREE | ANIXTER TR FORMAC DIV OF TR FASTENINGS OHTA FASTENAL COMPANY BOSSARD | STM
5154 | 6 | 34 |  | CTAComponent | 5445416-3 | 1 | Release | Each | 1.0 | AVID PRODUCTS STEEL P-CLAMP or R-clamp DIA7.9, WIDE9.7,19243 SCP-5-323-203 |  |  | HLE
5155 | 6 | 35 |  | CTAComponent | C2106-M4-02 | 3 | Release | Each | 36.0 | Spring Lock Washer, M4, Zinc plated, Rohs Fastener | 24140-C2106-M4-02 | TR FORMAC DIV OF TR FASTENINGS | HLE
5156 | 6 | 36 |  | CTAComponent | C2106-M6-02 | 3 | Release | Each | 4.0 | Spring Lock Washer, M6, Zinc plated, Rohs Fastener | 24140-C2106-M6-02 | TR FORMAC DIV OF TR FASTENINGS | HLE
5157 | 6 | 32 |  | CTAComponent | 2106-M5-14 | 1 | Release | Each | 12.0 | Spring Lock Washer with Flat Ends JIS B1251, M5, Spring Stainless Steel, Rohs Fastener | 24140-2106-M5-14 | TR FORMAC DIV OF TR FASTENINGS | STM
5158 | 6 | 33 |  | CTAComponent | 5445416-2 | 1 | Release | Each | 5.0 | AVID PRODUCTS STEEL P-CLAMP or R-clamp DIA6.4, WIDE9.7, 19243-SCP-4-323-203 |  |  | HLE
5159 | 6 | 31 |  | CTAComponent | 2000-M8-03 | 2 | Release | Each | 5.0 | Flat Washer, ISO7089, M8, Steel 200HV, Zinc Plated, RoHS Fastener | 11060-M8NWSFSTZ6/125ATP 20589-10948-03458 25114-2000-M8-03 | ANIXTER FASTENAL COMPANY TR FORMAC SHANGHAI PTE LTD | STM
5160 | 6 | 30 |  | CTAComponent | 2000-M5-03 | 5 | Release | Each | 10.0 | Flat Washer, ISO7089, M5, Steel 200HV, Zinc Plated, RoHS Fastener | A0996-BN343-M5 CR3 11060-M5NWSFSTZ6/125ATP 20589-10948-03456 24140-M5/-/PWSTWA/TC1/DIN125 10487-7130111-5 | BOSSARD ANIXTER FASTENAL COMPANY TR FORMAC DIV OF TR FASTENINGS OHTA | STM
5161 | 6 | 43 |  | CTAComponent | C1213-M3C016-14 | 1 | Release | Each | 2.0 | GB_T 9074.8，M3x16mm，Grade 4.8 Steel，Zinc finish，RoHS Fastener | 25114-M3/16/PPSTPS/TC1/GB9074.8 | TR FORMAC SHANGHAI PTE LTD | HLE
5162 | 6 | 40 |  | CTAComponent | 5456972 | 2 | Release | Each | 1.0 | compressor resistor 152R |  |  | CCX
5163 | 6 | 41 |  | CTAComponent | 5457946 | 1 | Release | Each | 8.0 | RICHCO FTH-7A1-RT FLAT TIE HOLDER 25.4x25.4x7.1mm, ACCOMODATES 5x2mm |  |  | HLE
5164 | 6 | 42 |  | CTAComponent | 5445188 | 1 | Release | Each | 1.0 | Compressor chain |  |  | CCX
5165 | 6 | 39 |  | CTAComponent | 5456441 | 1 | Release | Each | 3.0 | KANG YANG nylon Cable Clamp P-Clamp CC-1S width9.2mm, bolt hole5.4mm, Dia3.2mm |  |  | HLE
5166 | 6 | 37 |  | CTAComponent | C2106-M8-80 | 1 | Release | Each | 5.0 | GB_T 93，M8，Spring Steel，Black Oxide finish，RoHS Fastener | 25114-M8/-/SRSTWA/BO/GB93 | TR FORMAC SHANGHAI PTE LTD | HLE
5167 | 6 | 46 |  | CTAComponent | C1213-M3C010-14 | 1 | Release | Each | 4.0 | GB_T 9074.8，M3x10mm，Grade 4.8 Steel，Zinc finish，RoHS Fastener | 25114-M3/10/PPSTPS/TC1/GB9074.8 | TR FORMAC SHANGHAI PTE LTD | HLE
5168 | 6 | 47 |  | CTAComponent | 5438150 | 3 | Release | Each | 4.0 | Support Pole |  |  | HLE
5169 | 6 | 45 |  | CTAComponent | 1000-M8C055-04 | 1 | Release | Each | 1.0 | Hexagon Socket Head Cap Screw, M8-1.25, X55mm Long, Grade 8.8 Steel, Zinc Plated, RoHS Fastener | 10487-1000-M8C055-04 | OHTA | STM
5170 | 6 | 44 |  | CTAComponent | 5168929 | 1 | Release | Each | 2.0 | copper socket |  |  | HLE
5171 | 6 | 48 |  | CTAComponent | 5497434 | 1 | Release | Each | 2.0 | Cable bracket 2 |  |  | CCX
5172 | 6 | 38 |  | CTAComponent | 2001-M5-03 | 1 | Release | Each | 2.0 | Large Flat Washer, ISO7093, M5, Steel 200HV, Zinc Plated, RoHS Fastener | 11060-M5NWFESTZ6/9021TH 20589-10948-03485 | ANIXTER FASTENAL COMPANY | STM
5173 | 6 | 50 |  | CTAComponent | 5502206 | 1 | Release | Each | 2.0 | cable clamp 2 |  |  | CCX
5174 | 6 | 51 |  | CTAComponent | C1213-M4C012-14 | 1 | Release | Each | 4.0 | GB_T 9074.8，M4x12mm，Grade 4.8 Steel，Zinc finish，RoHS Fastener | 25114-M4/12/PPSTPS/TC1/GB9074.8 | TR FORMAC SHANGHAI PTE LTD | HLE
5175 | 6 | 49 |  | CTAAssembly | 5500184 | 1 | Release | Each | 1.0 | cable clamp base |  |  | CCX
5176 | 7 | 2 |  | CTAComponent | 5498757 | 1 | Release | Each | 1.0 | Mounting Block |  |  | CCX
5177 | 7 | 4 |  | CTAComponent | 5492966 | 1 | Release | Each | 1.0 | Circlip for shaft-GB894.1-86 15 Series Fastener Drawing RoHS Compliant |  |  | CCX
5178 | 7 | 3 |  | CTAComponent | 5500183 | 1 | Release | Each | 1.0 | Mounting plate |  |  | CCX
5179 | 7 | 1 |  | CTAAssembly | 5457746 | 1 | Release | Each | 1.0 | base for cable clamp |  |  | CCX
5180 | 8 | 2 |  | CTAComponent | 5441352 | 1 | Release | Each | 1.0 | Joint Column |  |  | CCX
5181 | 8 | 1 |  | CTAComponent | 5449848 | 1 | Release | Each | 1.0 | Base Board |  |  | CCX
5182 | 5 | 13 |  | CTAComponent | 5439530 | 2 | Release | Each | 1.0 | Foot_up Cover |  |  | HLE
5183 | 5 | 12 |  | CTAAssembly | 5441941 | 1 | Release | Each | 1.0 | Cover For Column Moving Motor |  |  | HLE
5184 | 6 | 2 |  | CTAComponent | 5446203 | 1 | Release | Each | 1.0 | Cover II |  |  | HLE
5185 | 6 | 1 |  | CTAComponent | 5436098 | 1 | Release | Each | 1.0 | Cover I |  |  | HLE
5186 | 6 | 3 |  | CTAComponent | 5456421 | 2 | Release | Each | 1.0 | Cover III |  |  | HLE
5187 | 5 | 11 |  | CTAAssembly | 5451209 | 1 | Release | Each | 1.0 | Foot Cover Welding Assembly |  |  | HLE
5188 | 6 | 2 |  | CTAComponent | 5453091 | 1 | Release | Each | 3.0 | Joint Block |  |  | HLE
5189 | 6 | 1 |  | CTAComponent | 5457195 | 1 | Release | Each | 1.0 | Foot Cover |  |  | HLE
5190 | 5 | 16 |  | CTAComponent | 5436664 | 1 | Release | Each | 7.0 | Base Close Cover |  |  | HLE
5191 | 5 | 10 |  | CTAAssembly | 5459259 | 2 | Release | Each | 1.0 | Base Motor Cover |  |  | HLE
5192 | 6 | 2 |  | CTAComponent | 5437391 | 1 | Release | Each | 1.0 | Base Motor Cover II |  |  | HLE
5193 | 6 | 3 |  | CTAComponent | 5440486 | 1 | Release | Each | 1.0 | Cover For Protecting Mouse |  |  | HLE
5194 | 6 | 1 |  | CTAComponent | 5445396 | 2 | Release | Each | 1.0 | Base Motor Cover I |  |  | CCX
5195 | 6 | 4 |  | CTAComponent | C1213-M3C006-14 | 1 | Release | Each | 2.0 | GB_T 9074.8，M3x6mm，Grade 4.8 Steel，Zinc finish，RoHS Fastener | 25114-M3/6/PPSTPS/TC1/GB9074.8 | TR FORMAC SHANGHAI PTE LTD | HLE
5196 | 5 | 36 |  | CTAAssembly | 5452945 | 6 | Release | Each | 1.0 | Table Electrical Control Unit |  |  | CCX
5197 | 6 | 7 |  | CTAComponent | 1007-M2C008-31 | 1 | Release | Each | 2.0 | Phillips Pan Head Screw, ISO 7045, M2-0.4, X8mm Long, A2-70 Stainless Steel, Passivate, RoHS Fastener | 20589-10948-03589 | FASTENAL COMPANY | STM
5198 | 6 | 6 |  | CTAComponent | 5453489 | 3 | Release | Each | 1.0 | Table Board DC Power Cable |  |  | CCX
5199 | 6 | 9 |  | CTAComponent | 5445416-2 | 1 | Release | Each | 4.0 | AVID PRODUCTS STEEL P-CLAMP or R-clamp DIA6.4, WIDE9.7, 19243-SCP-4-323-203 |  |  | HLE
5200 | 6 | 1 |  | CTAAssembly | 5453695 | 3 | Release | Each | 1.0 | Electrical Bracket Welding Assembly |  |  | HLE
5201 | 7 | 2 |  | CTAComponent | 5438150 | 3 | Release | Each | 12.0 | Support Pole |  |  | HLE
5202 | 7 | 1 |  | CTAComponent | 5474161 | 3 | Release | Each | 1.0 | Electrical Bracket |  |  | HLE
5203 | 6 | 10 |  | CTAComponent | 5445416-3 | 1 | Release | Each | 2.0 | AVID PRODUCTS STEEL P-CLAMP or R-clamp DIA7.9, WIDE9.7,19243 SCP-5-323-203 |  |  | HLE
5204 | 6 | 2 |  | CTAComponent | 5440911 | 2 | Release | Each | 1.0 | Switch Power |  |  | CCX
5205 | 6 | 8 |  | CTAComponent | C1213-M4C008-14 | 1 | Release | Each | 10.0 | GB_T 9074.8，M4x8mm，Grade 4.8 Steel，Zinc finish，RoHS Fastener | 25114-M4/8/PPSTPS/TC1/GB9074.8 | TR FORMAC SHANGHAI PTE LTD | HLE
5206 | 6 | 13 |  | CTAComponent | C1213-M3C008-14 | 1 | Release | Each | 12.0 | GB_T 9074.8，M3x8mm，Grade 4.8 Steel，Zinc finish，RoHS Fastener | 25114-M3/8/PPSTPS/TC1/GB9074.8 | TR FORMAC SHANGHAI PTE LTD | HLE
5207 | 5 | 25 |  | CTAComponent | 1010-M4C006-14 | 2 | Release | Each | 1.0 | Phillips Flat Head Screw, ISO 7046, M4-0.7, X6mm Long, Grade 4.8 Steel, Zinc Plated, RoHS Fastener | 11060-M4C6MXFSTZ6/965A A0996-BN 388 M4-0.7 x 6mm CR6+FREE 12217-25030-109 | ANIXTER BOSSARD MIDWEST PRODUCTS & ENGINEERING | STM
5208 | 5 | 26 |  | CTAComponent | 1010-M5C010-14 | 1 | Release | Each | 8.0 | Phillips Flat Head Screw, ISO 7046, M5-0.8, X10mm Long, Grade 4.8 Steel, Zinc Plated, RoHS Fastener | 20589-10948-03514 11060-M5C10MXFSTZ6/965A | FASTENAL COMPANY ANIXTER | STM
5209 | 5 | 34 |  | CTAComponent | 5457946 | 1 | Release | Each | 1.0 | RICHCO FTH-7A1-RT FLAT TIE HOLDER 25.4x25.4x7.1mm, ACCOMODATES 5x2mm |  |  | HLE
5210 | 5 | 30 |  | CTAComponent | 2000-M12-03 | 1 | Release | Each | 8.0 | Flat Washer, ISO7089, M12, Steel 200HV, Zinc Plated, RoHS Fastener | 11060-M12NWSFSTZ6/125ATP 20589-10948-03460 | ANIXTER FASTENAL COMPANY | STM
5211 | 5 | 31 |  | CTAComponent | 2000-M8-03 | 2 | Release | Each | 8.0 | Flat Washer, ISO7089, M8, Steel 200HV, Zinc Plated, RoHS Fastener | 11060-M8NWSFSTZ6/125ATP 20589-10948-03458 25114-2000-M8-03 | ANIXTER FASTENAL COMPANY TR FORMAC SHANGHAI PTE LTD | STM
5212 | 5 | 3 |  | CTAComponent | 5443770 | 1 | Release | Each | 1.0 | Cable bracket |  |  | HLE
5213 | 5 | 20 |  | CTAComponent | 5454749 | 1 | Release | Each | 1.0 | Cable cover |  |  | HLE
5214 | 5 | 19 |  | CTAComponent | 5441118 | 1 | Release | Each | 1.0 | Energy Chain |  |  | HLE
5215 | 5 | 28 |  | CTAComponent | C1213-M4C012-14 | 1 | Release | Each | 33.0 | GB_T 9074.8，M4x12mm，Grade 4.8 Steel，Zinc finish，RoHS Fastener | 25114-M4/12/PPSTPS/TC1/GB9074.8 | TR FORMAC SHANGHAI PTE LTD | HLE
5216 | 5 | 41 |  | ECCCollectorPart | 5488204 | 5 | Release | Each | 1.0 | PT800+ table cable collector 2 |  |  | CCX
5217 | 6 |  | Table Frequency Inverter1 signal cable | CTAComponent | 5451810 | 2 | Release | Each | 1.0 | Table Frequency Inverter1 signal cable |  |  | HLE
5218 | 6 |  | Table Relay power cable | CTAComponent | 5444956 | 1 | Release | Each | 1.0 | Table Relay power cable |  |  | HLE
5219 | 6 |  | Table tilt motor power cable | CTAComponent | 5448361 | 2 | Release | Each | 1.0 | Table tilt motor power cable |  |  | HLE
5220 | 6 |  | Table column compressor motor Cable 1 | CTAComponent | 5454313 | 1 | Release | Each | 1.0 | Table column compressor motor Cable 1 |  |  | HLE
5221 | 6 |  | Table column SID potentiometer and cable | CTAComponent | 5457710 | 1 | Release | Each | 1.0 | Table column SID potentiometer and cable |  |  | HLE
5222 | 6 |  | Table column compressor motor Cable 3 | CTAComponent | 5444278 | 3 | Release | Each | 1.0 | Table column compressor motor Cable 3 |  |  | CCX
5223 | 6 |  | Table column SID and Compressor Limit Switch Cable 1 | CTAComponent | 5450221 | 2 | Release | Each | 1.0 | Table column SID and Compressor Limit Switch Cable 1 |  |  | HLE
5224 | 6 |  | Table tilt over LS Assy SW cable | CTAComponent | 5447377 | 1 | Release | Each | 1.0 | Table tilt over LS Assy SW cable |  |  | HLE
5225 | 6 |  | Table column Up Switch Limit Cable | CTAComponent | 5445779 | 1 | Release | Each | 1.0 | Table column Up Switch Limit Cable |  |  | HLE
5226 | 6 |  | Table column Down Switch Limit Cable | CTAComponent | 5453488 | 1 | Release | Each | 1.0 | Table column Down Switch Limit Cable |  |  | HLE
5227 | 6 |  | Table top motor limit switch cable | CTAComponent | 5451808 | 1 | Release | Each | 1.0 | Table top motor limit switch cable |  |  | HLE
5228 | 6 |  | Table tilt stop LS Assy SW cable | CTAComponent | 5453492 | 1 | Release | Each | 1.0 | Table tilt stop LS Assy SW cable |  |  | HLE
5229 | 6 |  | Table column SID motor Cable | CTAComponent | 5448362 | 1 | Release | Each | 1.0 | Table column SID motor Cable |  |  | HLE
5230 | 6 |  | Table Key board Cable | CTAComponent | 5450223 | 2 | Release | Each | 1.0 | Table Key board Cable |  |  | HLE
5231 | 6 |  | Table II base ground cable | CTAComponent | 5452844 | 1 | Release | Each | 1.0 | Table II base ground cable |  |  | HLE
5232 | 6 |  | Table Limit SW cable | CTAComponent | 5436968 | 1 | Release | Each | 1.0 | Table Limit SW cable |  |  | HLE
5233 | 6 |  | Table column UD Switch Limit Cable | CTAComponent | 5438532 | 1 | Release | Each | 1.0 | Table column UD Switch Limit Cable |  |  | HLE
5234 | 6 |  | Table TOP LR motor RC Contact Suppression Cable | CTAComponent | 5451991 | 1 | Release | Each | 2.0 | Table TOP LR motor RC Contact Suppression Cable |  |  | HLE
5235 | 6 |  | Table cover base ground cable | CTAComponent | 5453650 | 1 | Release | Each | 1.0 | Table cover base ground cable |  |  | HLE
5236 | 6 |  | Table TOP LR motor base ground cable | CTAComponent | 5441077 | 1 | Release | Each | 1.0 | Table TOP LR motor base ground cable |  |  | HLE
5237 | 6 |  | Table TOP ground cable | CTAComponent | 5445136 | 3 | Release | Each | 1.0 | Table TOP ground cable |  |  | HLE
5238 | 6 |  | Table intercom communication Cable | CTAComponent | 5436985 | 3 | Release | Each | 1.0 | Table intercom communication Cable |  |  | HLE
5239 | 6 |  | Table cassette absence cable 2 | CTAComponent | 5448191 | 1 | Release | Each | 1.0 | Table cassette absence cable 2 |  |  | HLE
5240 | 6 |  | Table TOP LR motor cable | CTAComponent | 5437749 | 1 | Release | Each | 1.0 | Table TOP LR motor cable |  |  | HLE
5241 | 6 |  | Table Frequency Inverter2 signal cable | CTAComponent | 5440915 | 3 | Release | Each | 1.0 | Table Frequency Inverter2 signal cable |  |  | HLE
5242 | 6 |  | Table column UD Motor Power Cable | CTAComponent | 5448194 | 1 | Release | Each | 1.0 | Table column UD Motor Power Cable |  |  | HLE
5243 | 6 |  | Table Compressor Motor Cable 2 | CTAComponent | 5452648 | 1 | Release | Each | 1.0 | Table Compressor Motor Cable 2 |  |  | HLE
5244 | 6 |  | Table cassette absence Cable 1 | CTAComponent | 5440910 | 3 | Release | Each | 1.0 | Table cassette absence Cable 1 |  |  | HLE
5245 | 6 |  | Table SID and Compressor Switch Limit Cable 2 | CTAComponent | 5451807 | 1 | Release | Each | 1.0 | Table SID and Compressor Switch Limit Cable 2 |  |  | HLE
5246 | 6 |  | TABLE POWER HARNESS | CTAComponent | 5462125 | 3 | Release | Each | 1.0 | TABLE POWER HARNESS |  |  | HLE
5247 | 6 |  | Table Console Spot Control Input cable | CTAComponent | 5441717 | 4 | Release | Each | 1.0 | Table Console Spot Control Input cable |  |  | HLE
5248 | 6 |  | Table Console Move Control Input Cable | CTAComponent | 5440085 | 4 | Release | Each | 1.0 | Table Console Move Control Input Cable |  |  | HLE
5249 | 6 |  | Table motor board power cable | CTAComponent | 5440086 | 3 | Release | Each | 1.0 | Table motor board power cable |  |  | HLE
5250 | 6 |  | Table Switch Power A1P1 Input Cable | CTAComponent | 5446565 | 2 | Release | Each | 1.0 | Table Switch Power A1P1 Input Cable |  |  | HLE
5251 | 6 |  | Table tube tilt stop power cable | CTAComponent | 5447378 | 1 | Release | Each | 1.0 | Tube stop power cable |  |  | HLE
5252 | 6 |  | Table column UD motor base ground cable | CTAComponent | 5448364 | 1 | Release | Each | 1.0 | Table column UD motor base ground cable |  |  | HLE
5253 | 6 |  | Table In-Room Console Move Control Input Cable | CTAComponent | 5460784 | 4 | Release | Each | 1.0 | Table In-Room Console Move Control Input Cable |  |  | CCX
5254 | 6 |  | Table A1-boards frame ground cable | CTAComponent | 5454489 | 2 | Release | Each | 1.0 | Table A1-boards frame ground cable |  |  | HLE
5255 | 6 |  | Table column Tower A6 base ground cable | CTAComponent | 5453649 | 1 | Release | Each | 1.0 | Table column Tower A6 base ground cable |  |  | HLE
5256 | 5 | 38 |  | ECCCollectorPart | 5480084 | 3 | Release | Each | 1.0 | tabel label collector |  |  | CCX
5257 | 6 | 2 |  | CTAComponent | 5453686 | 1 | Release | Each | 1.0 | Fuse specification label |  |  | HLE
5258 | 6 | 6 |  | CTAComponent | 5449185 | 1 | Release | Each | 1.0 | Cassette size label |  |  | HLE
5259 | 6 | 1 |  | CTAComponent | 5485146 | 1 | Release | Each | 1.0 | limit switch label |  |  | CCX
5260 | 6 | 3 |  | CTAComponent | 5484970 | 1 | Release | Each | 4.0 | Position number label |  |  | CCX
5261 | 6 | 5 |  | CTAComponent | 5484944 | 1 | Release | Each | 16.0 | function grounding symbol label |  |  | CCX
5262 | 6 | 4 |  | CTAComponent | 5454527 | 1 | Release | Each | 23.0 | Grounding symbol label |  |  | HLE
5263 | 5 | 39 |  | ECCCollectorPart | 5441176 | 2 | Release | Each | 1.0 | Table cable collector |  |  | CCX
5264 | 6 | 2 |  | CTAComponent | 5451168 | 1 | Release | Each | 1.0 | II Ground Cable |  |  | HLE
5265 | 6 | 3 |  | CTAComponent | 5456926 | 4 | Release | Each | 1.0 | Table tube fan and Cable |  |  | CCX
5266 | 6 | 5 |  | CTAComponent | 5460616 | 5 | Release | Each | 1.0 | Table Tube tilt Stop cable |  |  | CCX
5267 | 6 | 9 |  | CTAComponent | 5440079 | 3 | Release | Each | 1.0 | Table SID Driver Control Cable |  |  | HLE
5268 | 6 | 8 |  | CTAComponent | 5457544 | 3 | Release | Each | 1.0 | Table Tube tilt Button and pitching limit SW Cable |  |  | CCX
5269 | 6 | 4 |  | CTAComponent | 5448190 | 1 | Release | Each | 1.0 | Table column SID Motor Driver Power Cable |  |  | HLE
5270 | 6 | 1 |  | CTAComponent | 5448207 | 1 | Release | Each | 1.0 | II Power Cable to Bulkhead J432 |  |  | HLE
5271 | 6 | 11 |  | CTAComponent | 5437143 | 3 | Release | Each | 1.0 | Table tube 0 degree SW cable |  |  | CCX
5272 | 6 | 14 |  | CTAComponent | 5452651 | 2 | Release | Each | 1.0 | Collimator Power cable |  |  | HLE
5273 | 6 | 15 |  | CTAComponent | 5443491 | 3 | Release | Each | 1.0 | Collimator ground cable |  |  | HLE
5274 | 6 | 12 |  | CTAComponent | 5451809 | 1 | Release | Each | 1.0 | Table SID potentiometer Cable |  |  | HLE
5275 | 6 | 10 |  | CTAComponent | 5459961 | 1 | Release | Each | 1.0 | Table SID motor base ground cable |  |  | HLE
5276 | 6 | 13 |  | CTAComponent | 5456779-2 | 2 | Release | Each | 1.0 | Collimator control cable 1-new |  |  | CCX
5277 | 5 | 40 |  | ECCCollectorPart | 5442003 | 5 | Release | Each | 1.0 | Table Accessary Collector |  |  | CCX
5278 | 6 | 5 |  | CTAComponent | C1213-M4C012-14 | 1 | Release | Each | 2.0 | GB_T 9074.8，M4x12mm，Grade 4.8 Steel，Zinc finish，RoHS Fastener | 25114-M4/12/PPSTPS/TC1/GB9074.8 | TR FORMAC SHANGHAI PTE LTD | HLE
5279 | 6 | 1 |  | CTAComponent | 5452031 | 2 | Release | Each | 1.0 | Cable Plastic Pipe |  |  | HLE
5280 | 6 | 6 |  | CTAComponent | 1010-M4C012-14 | 2 | Release | Each | 4.0 | Phillips Flat Head Screw, ISO 7046, M4-0.7, X12mm Long, Grade 4.8 Steel, Zinc Plated, RoHS Fastener | 11060-M4C12MXFSTZ6/965A 20589-10948-03509 24140-M4/12/KPSTMC/TC1/DIN965 | ANIXTER FASTENAL COMPANY TR FORMAC DIV OF TR FASTENINGS | STM
5281 | 6 | 10 |  | CTAComponent | 5500984 | 1 | Release | Each | 1.0 | Cable sleeve 4 |  |  | CCX
5282 | 6 | 8 |  | CTAComponent | 5500982 | 1 | Release | Each | 1.0 | Cable sleeve 2 |  |  | CCX
5283 | 6 | 9 |  | CTAComponent | 5500983 | 1 | Release | Each | 3.0 | Cable sleeve 3 |  |  | CCX
5284 | 6 | 7 |  | CTAComponent | 5500979 | 1 | Release | Each | 2.0 | Cable sleeve 1 |  |  | CCX
5285 | 6 | 12 |  | CTAComponent | 5500987 | 1 | Release | Each | 1.0 | Cable sleeve 6 |  |  | CCX
5286 | 6 | 11 |  | CTAComponent | 5500986 | 1 | Release | Each | 1.0 | Cable sleeve 5 |  |  | CCX
5287 | 5 | 37 |  | CTAComponent | 1007-M4C020-14 | 1 | Release | Each | 2.0 | Phillips Pan Head Screw, ISO 7045, M4-0.7, X20mm Long, Grade 4.8 Steel, Zinc Plated, RoHS Fastener | 20589-10948-03573 11060-M4C20MXPSTZ6/7985 | FASTENAL COMPANY ANIXTER | STM
5288 | 4 | 13 |  | CTAComponent | 5456160 | 2 | Release | Each | 1.0 | Table Board Interface Cable1 |  |  | CCX
5289 | 4 | 14 |  | ECCCollectorPart | 5498545 | 1 | Release | Each | 1.0 | pt800+ table fuse collector |  |  | CCX
5290 | 5 |  | 10A fuse | CTAComponent | 5438741 | 1 | Release | Each | 2.0 | 10A fuse |  |  | HLE
5291 | 5 |  | 2A fuse | CTAComponent | 5438743 | 1 | Release | Each | 2.0 | 2A fuse |  |  | HLE
5292 | 5 |  | 4A fuse | CTAComponent | 5449858 | 1 | Release | Each | 1.0 | 4A Fuse |  |  | HLE
5293 | 4 | 10 |  | CTAComponent | 5450106 | 1 | Release | Each | 1.0 | Grid for Precision THUNIS-800+ |  |  | HLE
5294 | 4 | 9 |  | CTAAssembly | 5473935 | 4 | Release | Each | 1.0 | Intercom Board Assembly |  |  | CCX
5295 | 5 | 2 |  | CTACircuitBoard | 5451492 | 4 | Release | Each | 1.0 | Intercom Board PWA |  |  | CCX
5296 | 6 |  | CR13, CR14 | CTAComponent | 5483033 | 1 | Release | Each | 2.0 | ULTRA LOW CAPACITANCE TVS ARRAY of 24V STAND-OFF VOLTAGE |  |  | HLE
5297 | 6 |  | U8 | CTAOOC | 5454247 | 2 | Not Recommended | Each | 1.0 | CONVERTER DAC, 24BIT, 192 KHZ, 2CHANNELS PER PKG, TSSOP10, UNKNOWN WHISKER RISK | 26334-CS4344-CZZ | CIRRUS LOGIC INC. | STE
5298 | 6 |  | U1 | CTAOOC | 2142461 | 2 | Restricted | Each | 1.0 | AMPLIFIER OP AMP OP284 DUAL AMPLIFIER_NEW OP AMP PRECISION RAIL-TO-RAIL INPUT and OUTPUT OP284 S08 | 01649-OP284FSZ | ANALOG DEVICES | STE
5299 | 6 |  | C2,C6,C22,C37,C52,C58,C63,C68 | CTAOOC | 2183937-10 | 3 | Standard | Each | 8.0 | CAPA TANT 10UF 10% 25V 6032 | 08390-T491C106K025AT 08390-B45196H5106K30 18981-293D106X9025C2TE3 19214-TAJC106K025RNJ | KEMET KEMET VISHAY AVX/KYOCERA | STE
5300 | 6 |  | J4 | CTAOOC | 2115384-2 | 2 | Standard | Each | 1.0 | FASTON TAB, 6.3X0.8MM, STRAIGHT, 5.08MM PITCH, PWB3.2, TINNED | 04947-1287 18996-1217056-1 | KEYSTONE ELECTRONICS CORP TE CONNECTIVITY | STE
5301 | 6 |  | FL2 | CTAComponent | 5482604 | 1 | Release | Each | 1.0 | CHIP EMIFIL Capacitor Type |  |  | HLE
5302 | 6 |  | R57 | CTAOOC | 5160167 | 2 | Standard | Each | 1.0 | RESISTOR, 0R, THICK FILM, 2512, 2A, 0.05 OHM | 18981-CRCW25120000Z0E 11962-RC2512JK-070RL 06725-RK73Z3AT 02254-MCR100JZHJ000 | VISHAY YAGEO KOA ROHM | STE
5303 | 6 |  | R10,R47-R54 | CTAOOC | 2234757-15 | 3 | Standard | Each | 9.0 | RESISTOR 22R1 1% 100MW 0603 THICK-FI | 02254-MCR03EZPFX22R1 00078-CR0603FX22R1ELF 18981-CRCW060322R1FKE 06725-RK73H1JTTD22R1F 11962-RC0603FR-0722R1L 05498-MC060322R1FTW 00006-WCR0603LF22R1F | ROHM BOURNS VISHAY KOA YAGEO RCD COMPONENTS INC. IRC | STE
5304 | 6 |  | U3,U15 | CTAOOC | 2196877-3 | 6 | Standard | Each | 2.0 | IC, LOGIC, 74LVC-LCX04, TSSOP14 | 18846-MC74LCX04DTG 19638-LVC04BTELL-E 00352 74LVC04APW 00495-SN74LVC04APWE4 00495-SN74LVC04APW | ON SEMICONDUCTOR RENESAS TECHNOLOGY CORP NXP (FORMERLY PHILIPS COMPONEN TEXAS INSTRUMENTS TEXAS INSTRUMENTS | STE
5305 | 6 |  | U12 | CTAOOC | 2211252-9 | 2 | Standard | Each | 1.0 | LOGIC 74AHC-VHC125 TSSOP14 | 00495-SN74AHC125PWE4 18846-MC74VHC125DTR2G | TEXAS INSTRUMENTS ON SEMICONDUCTOR | STE
5306 | 6 |  | CR1,CR2 | CTAOOC | 2224981-8 | 1 | Standard | Each | 2.0 | SEMICONDUCTOR, DIODE 130VOLTS 1M AMPS UNIDIRECTIONAL, SMB DO-214AA | 18981-P6SMB130A-E3 18846-P6SMB130AT3G | VISHAY ON SEMICONDUCTOR | STE
5307 | 6 |  | TP1-TP9 | CTAOOC | 2233921 | 2 | Standard | Each | 9.0 | TEST POINT, SMD 1005 | 04947 5015 ZZC70-TP-108-02-1-T | KEYSTONE ELECTRONICS CORP COMPONENTS CORPORATION | STE
5308 | 6 |  | U7 | CTAOOC | 2196877-40 | 2 | Standard | Each | 1.0 | LOGIC LVC-LCX 125 TSSOP | 00124-74LVC125ATTR 18846-MC74LCX125DTG 00352 74LVC125APW 00495-SN74LVC125APWRE4 00124-74LCX125TTR | ST MICROELECTRONICS ON SEMICONDUCTOR NXP (FORMERLY PHILIPS COMPONEN TEXAS INSTRUMENTS ST MICROELECTRONICS | STE
5309 | 6 |  | C84 | CTAOOC | 2187496-100 | 1 | Standard | Each | 1.0 | CAPACITOR CERAMIC, NPO, 2.7NF, 1Percent, 50V, SMD 0805 | 18981-VJ0805A272FXAA 12361-0805J0500272FC 08390-C0805C272F5GAC 19214-08055A272FAT2A | VISHAY SYFER TECHNOLOGY LIMITED KEMET AVX/KYOCERA | STE
5310 | 6 |  | C5,C31,C45 | CTAOOC | 2183937-15 | 4 | Standard | Each | 3.0 | CAPA TANT 100UF 10% 10V 7343 | 08390-T491D107K010AT 08390-B45196H2107K40 00042-293D107X9010D2TE3 19214-TAJD107K010RNJ | KEMET KEMET VISHAY SPRAGUE AVX/KYOCERA | STE
5311 | 6 |  | C107 | CTAOOC | 2235239-4 | 2 | Standard | Each | 1.0 | CAPACITOR X7R 22NF 10% 25V 0603 | 19214-06033C223KAT 11962-CC0603KRX7R8BB223 18981-VJ0603Y223KXX 08390 C0603C223K3RAC 03041-C1608X7R1E223K | AVX/KYOCERA YAGEO VISHAY KEMET TDK | STE
5312 | 6 |  | C3,C4,C7-C21,C23,C25-C27,C33,C34,C39-C41,C47,C49,C64-C67,C69,C71-C74,C80,C82,C94-C97,C99-C102 | CTAOOC | 2235239-6 | 2 | Standard | Each | 47.0 | CAPACITOR X7R 100NF 10% 16V 0603 | 08390 C0603C104K4RAC 18981-VJ0603Y104KXJ 11962-CC0603KRX7R7BB104 19214-0603YC104KAT | KEMET VISHAY YAGEO AVX/KYOCERA | STE
5313 | 6 |  | C90,C91 | CTAOOC | 2235238-8 | 1 | Standard | Each | 2.0 | CAPA NPO 1NF 5% 25V 0603 | 19214-06033A102JAT 11962-CC0603JRNPO8BN102 | AVX/KYOCERA YAGEO | STE
5314 | 6 |  | C44 | CTAOOC | 2235238-28 | 3 | Standard | Each | 1.0 | CAPACITOR 180P, 1 percent, 50V, CERAMIC, C0G NPO, 0603 | 19214-06035A181FAT 11623-NMC0603NPO181F50TRPF 11962-CC0603FRNPO9BN181 18981-VJ0603A181FXA 02862-GRM1885C1H181FA01 | AVX/KYOCERA NIC COMPONENTS CORPORATION YAGEO VISHAY MURATA | STE
5315 | 6 |  | C1,C29,C36,C55,C60-C62,C103-C106 | CTAOOC | 2235239-3 | 6 | Standard | Each | 11.0 | CAPACITOR X7R 10NF 10 PERCENT 50V 0603 | 08390 C0603C103K5RAC 03041 C1608X7R1H103K 18981-VJ0603Y103KXA 11962-CC0603KRX7R9BB103 03041-C1608X7R1H103K080AA 19214-06035C103KAT | KEMET TDK VISHAY YAGEO TDK AVX/KYOCERA | STE
5316 | 6 |  | C77 | CTAOOC | 2235238-6 | 3 | Standard | Each | 1.0 | CAPA NPO 220PF 5% 50V 0603 | 11962-CC0603JRNPO9BN221 08390 C0603C221J5GAC 00401-CEC14CW 220PF 5% 63V 03041-C1608C0G1H221J 18981-VJ0603A221JXA 03041-C1608C0G1H221J080AA | YAGEO KEMET EUROFARAD TDK VISHAY TDK | STE
5317 | 6 |  | C30,C38 | CTAOOC | 2235238-2 | 5 | Standard | Each | 2.0 | CAPA NPO 10PF 5% 50V 0603 | 00401-CEC14CW 10PF 5% 63V 03041-C1608C0G1H100D 19214-06035A100JAT 18981-VJ0603A100JXA 08390-C0603C100J5GAC 11962-CC0603JRNPO9BN100 03041-C1608C0G1H100D080AA | EUROFARAD TDK AVX/KYOCERA VISHAY KEMET YAGEO TDK | STE
5318 | 6 |  | R58,R60-R63,R67 | CTAOOC | 2292664-40 | 5 | Standard | Each | 6.0 | RESISTOR, 4K70, 0.1Percent, 63MW, THIN FILM, 25PPM, 0603 | 05498-BLU0603-4701-BT25W 10302-RNCF16-T9-4.70K-0.1% 18981-TNPW06034K70BEE 11962-RT0603BRD074K7L 00006-PCF-W0603LF-03-4701-B 06725-RN731JTTD4701B25 10302-RNCF0603BTE4K70 | RCD COMPONENTS INC. SEI VISHAY YAGEO IRC KOA SEI | STE
5319 | 6 |  | U9 | CTAOOC | 2252400-4 | 1 | Restricted | Each | 1.0 | POWER SUPPLY 5 VOLTS 306m AMPS 5 VOL REGULATED, 1000V ISOLATION, SO-28 | 00495-DCR010505UE4 | TEXAS INSTRUMENTS | STE
5320 | 6 |  | S1 | CTAOOC | 2253364-2 | 3 | Not Recommended | Each | 1.0 | SURFACE MOUNT DIP SWITCH, 4 POSITION GULL WING WITH POLYIMIDE TAPE SEAL MACHINE-INSERTABLE. WARNING: Unknown Whisker Risk | 05229-90HBW04PRT 00031-219004MST | GRAYHILL CTS CORP | STE
5321 | 6 |  | DS1-DS7 | CTAOOC | 2279219-2 | 1 | Standard | Each | 7.0 | LED GREEN LTST-C190G 0603 SMD | 18802 AP1608SGC 00941 HSMG-C190 11520 LTST-C190GKT 09050 PG1111C | KINGBRIGHT AVAGO TECHNOLOGIES LITE-ON STANLEY ELECTRIC CO LTD | STE
5322 | 6 |  | R73 | CTAOOC | 2292664-9 | 4 | Standard | Each | 1.0 | RESISTOR 10K OHMS .1 PERCENT, 0603 SMT 62.5 MW, 50 V MAX WORKING VOLTAGE | 06725-RN731JTTD1002B25 00006-PFC-W0603LF-03-1002-B 18981-TNPW060310K0BEE | KOA IRC VISHAY | STE
5323 | 6 |  | C88,C89 | CTAOOC | 2235239-21 | 2 | Standard | Each | 2.0 | CAPACITOR 0.22U, 10 PERCENT, 25V, CERAMIC, X7R, 0603 | 02862-GRM188R71E224KA88 11962-CC0603KRX7R8BB224 03041-C1608X7R1E224K 08390-C0603C224K3RAC 03041-C1608X7R1E224K080AC | MURATA YAGEO TDK KEMET TDK | STE
5324 | 6 |  | R68,R71 | CTAOOC | 2236238 | 2 | Standard | Each | 2.0 | RESISTOR, 0 OHM, THICK FILM, 0603, 1A, 0.05 OHM MAX | 02254-MCR03EZPJ000 18981-CRCW06030000Z0E 00078-CR0603J/000ELF 05498-ZC0603TW 06725-RK73Z1JT 11962-RC0603JR-070RL | ROHM VISHAY BOURNS RCD COMPONENTS INC. KOA YAGEO | STE
5325 | 6 |  | C109,C110 | CTAOOC | 2235239-14 | 1 | Standard | Each | 2.0 | CAPACITOR 33N, 10percent, 25V, CERAMIC, X7R, C0603 UM33nCC | 18981-VJ0603Y-333K-XX 08390-C0603C333K3RAC 19214-0603-3C-333-KAT | VISHAY KEMET AVX/KYOCERA | STE
5326 | 6 |  | R1-R4,R7-R9,R11,R13-R15,R17,R18,R20,R22-R24,R26,R30-R32,R34,R39,R55,R56,R79,R82-R85 | CTAOOC | 2324551-19 | 3 | Standard | Each | 30.0 | RESISTOR 2k OHMS 1 % .1 WATTS SMT 0603 THICK FILM | 06725-RK73H1JTTD2001F 11962-RC0603FR-072KL 18981-CRCW06032K00FKE 02254 MCR03EZPFX2001 00006-WCR0603LF2001F 05498-MC06032001FTW 10302-RMCF0603FT2K00 | KOA YAGEO VISHAY ROHM IRC RCD COMPONENTS INC. SEI | STE
5327 | 6 |  | R80,R81 | CTAOOC | 2324551-20 | 4 | Standard | Each | 2.0 | RESISTOR 20k OHMS 1 PERCENT .1 WATTS SMT 0603 THICK FILM | 11962-RC0603FR-0720KL 06725-RK73H1JTTD2002F 18981-CRCW060320K0FKE 00006-WCR0603LF2002F 02254 MCR03EZPFX2002 05498-MC06032002FTW 10302-RMCF0603FT20K0 | YAGEO KOA VISHAY IRC ROHM RCD COMPONENTS INC. SEI | STE
5328 | 6 |  | R37,R69 | CTAOOC | 2324551-39 | 3 | Standard | Each | 2.0 | RESISTOR 4.99k OHMS 1 % .1 WATTS SMT 0603 THICK FILM | 18981-CRCW06034K99FKE 11962-RC0603FR-074K99L 00006-WCR0603LF4991F 05498-MC06034991FTW 06725-RK73H1JTTD4991F 02254 MCR03EZPFX4991 10302-RMCF0603FT4K99 | VISHAY YAGEO IRC RCD COMPONENTS INC. KOA ROHM SEI | STE
5329 | 6 |  | R5,R6,R45 | CTAOOC | 2324551-4 | 4 | Standard | Each | 3.0 | RESISTOR 10k OHMS 1 PERCENT .1 WATTS SMT 0603 THICK FILM | 02254 MCR03EZPFX1002 06725-RK73H1JTTD1002F 10302-RMCF1/16-10K-1percent 00006-WCR0603LF1002F 18981-CRCW060310K0FKE 05498-MC06031002FTW 11962-RC0603FR-0710KL 10302-RMCF0603FT10K0 | ROHM KOA SEI IRC VISHAY RCD COMPONENTS INC. YAGEO SEI | STE
5330 | 6 |  | R66 | CTAOOC | 2324551-18 | 3 | Standard | Each | 1.0 | RESISTOR 200 OHMS 1 PERCENT .1 WATTS SMT 0603 THICK FILM | 11962-RC0603FR-07200RL 06725-RK73H1JTTD2000F 00006-WCR0603LF2000F 05498-MC06032000FTW 02254-MCR03EZPFX2000 18981-CRCW0603200RFKE 10302-RMCF0603FT200R | YAGEO KOA IRC RCD COMPONENTS INC. ROHM VISHAY SEI | STE
5331 | 6 |  | R33,R59 | CTAOOC | 2324551-3 | 3 | Standard | Each | 2.0 | RESISTOR 1k OHMS 1 PERCENT .1 WATTS SMT 0603 THICK FILM | 00006-WCR0603LF1001F 06725-RK73H1JTTD1001F 05498-MC06031001FTW 02254 MCR03EZPFX1001 11962-RC0603FR-071KL 18981-CRCW06031K00FKE 10302-RMCF0603FT1K00 | IRC KOA RCD COMPONENTS INC. ROHM YAGEO VISHAY SEI | STE
5332 | 6 |  | FL1,FL3,FL6-FL8 | CTAOOC | 2306384-3 | 1 | Standard | Each | 5.0 | FERRITE BEAD, 120 OHM at 100 MHZ, 150 MA RATING, 0603 PACKAGE | 18981-ILHB-0603ER121V | VISHAY | STE
5333 | 6 |  | R75-R78 | CTAOOC | 2324551-317 | 2 | Standard | Each | 4.0 | RESISTOR 51.1 OHMS 1 % .1 WATTS SMT 0603 THICK FILM | 02254 MCR03EZPFX51R1 11962-RC0603FR-0751R1L 00006-WCR0603LF51R1F 05498-MC060351R1FTW 18981-CRCW060351R1FKE 06725-RK73H1JTTD51R1F 10302-RMCF0603FT51R1 | ROHM YAGEO IRC RCD COMPONENTS INC. VISHAY KOA SEI | STE
5334 | 6 |  | R74 | CTAOOC | 2324551-333 | 2 | Standard | Each | 1.0 | RESISTOR 475 OHMS 1percent .1 WATTS SMT 0603 THICK FILM | 11962-RC0603FR-07475RL 18981-CRCW0603475RFKE 00078-CR0603FX4750ELF 05498-MC06034750FTW 06725-RK73H1JTTD4750F 02254-MCR03EZPFX4750 00006-WCR0603LF4750F 10302-RMCF0603FT475R | YAGEO VISHAY BOURNS RCD COMPONENTS INC. KOA ROHM IRC SEI | STE
5335 | 6 |  | R27 | CTAOOC | 2324551-91 | 2 | Standard | Each | 1.0 | RESISTOR 2.21k OHMS 1 % .1 WATTS SMT 0603 THICK FILM | 00006-WCR0603LF2211F 11962-RC0603FR-072K21L 05498-MC06032211FTW 02254 MCR03EZPFX2211 06725-RK73H1JTTD2211F 18981-CRCW06032K21FKE 10302-RMCF0603FT2K21 | IRC YAGEO RCD COMPONENTS INC. ROHM KOA VISHAY SEI | STE
5336 | 6 |  | R70 | CTAOOC | 2324551-163 | 2 | Standard | Each | 1.0 | RESISTOR 121k OHMS 1 % .1 WATTS SMT 0603 THICK FILM | 02254 MCR03EZPFX1213 06725-RK73H1JTTD1213F 00006-WCR0603LF1213F 11962-RC0603FR-07121KL 18981-CRCW0603121KFKE 05498-MC06031213FTW 10302-RMCF0603FT121K | ROHM KOA IRC YAGEO VISHAY RCD COMPONENTS INC. SEI | STE
5337 | 6 |  | R72 | CTAOOC | 2324551-193 | 2 | Standard | Each | 1.0 | RESISTOR 274k OHMS 1 % .1 WATTS SMT 0603 THICK FILM | 18981-CRCW0603274KFKE 05498-MC06032743FTW 11962-RC0603FR-07274KL 00006-WCR0603LF2743F 02254 MCR03EZPFX2743 06725-RK73H1JTTD2743F 10302-RMCF0603FT274K | VISHAY RCD COMPONENTS INC. YAGEO IRC ROHM KOA SEI | STE
5338 | 6 |  | R64,R65 | CTAOOC | 2324551-59 | 3 | Standard | Each | 2.0 | RESISTOR 121 OHMS 1 PERCENT .1 WATTS SMT 0603 THICK FILM | 00006-WCR0603LF1210F 06725-RK73H1JTTD1210F 11962-RC0603FR-07121RL 02254 MCR03EZPFX1210 18981-CRCW0603121RFKE 05498-MC06031210FTW 10302-RMCF0603FT121R | IRC KOA YAGEO ROHM VISHAY RCD COMPONENTS INC. SEI | STE
5339 | 6 |  | R12,R16,R19,R21,R25,R28,R29 | CTAOOC | 2324551-54 | 3 | Standard | Each | 7.0 | RESISTOR 511 OHMS 1 % .1 WATTS SMT 0603 THICK FILM | 18981-CRCW0603511RFKE 00006-WCR0603LF5110F 02254 MCR03EZPFX5110 11962-RC0603FR-07511RL 06725-RK73H1JTTD5110F 05498-MC06035110FTW 10302-RMCF0603FT511R | VISHAY IRC ROHM YAGEO KOA RCD COMPONENTS INC. SEI | STE
5340 | 6 |  | J3 | CTAOOC | 2402275 | 2 | Restricted | Each | 1.0 | CONNECTOR 5.08MM MSTB-GF, 1X2POS HEADER, RIGHT ANGLE, SCREW LOCK, TINNED, PWB2.4 | 11675 1776508 | PHOENIX CONTACTS | STE
5341 | 6 |  | C78,C79,C81,C83,C86,C87 | CTAOOC | 2385110-2 | 2 | Not Recommended | Each | 6.0 | CAPACITOR CERAMIC, X5R, 1UF, 10Percent, 25V, 0805 | 19214-08053D105KAT 08390-C0805C105K3PAC 02862-GRM216R61E105KA12 | AVX/KYOCERA KEMET MURATA | STE
5342 | 6 |  | C24,C28,C32,C54,C98,C108,C111-C112 | CTAOOC | 2385111 | 4 | Not Recommended | Each | 8.0 | CAPACITOR CERAMIC, X5R, 1UF, 10Percent, 10V, SMD 0603 | 07092-ECJ1VB1A105K 19214-CM105X5R105K10A 03041-C1608X5R1A105K 02862-GRM188R61A105KA61 03041-C1608X5R1A105K080AC | PANASONIC AVX/KYOCERA TDK MURATA TDK | STE
5343 | 6 |  | C85 | CTAOOC | 2385569-5 | 3 | Standard | Each | 1.0 | CAPACITOR CERAMIC, X5R, 10UF, 10Percent, 25V, SMD 1210 | 03041-C3225X5R1E106K 08390-C1210C106K3PAC 19214-CM32X5R106K25A 19214-12103D106KAT 03041-C3225X5R1E106K250AA | TDK KEMET AVX/KYOCERA AVX/KYOCERA TDK | STE
5344 | 6 |  | U10,U11 | CTAOOC | 2384570-2 | 1 | Standard | Each | 2.0 | OPTOELECTRONICS DIGITAL ISOLATOR 3.3V AND 5V TTL-CMOS COMPATIBLE, SO8 | 01649 ADUM1100BRZ | ANALOG DEVICES, INC. ANALOG DEVICES | STE
5345 | 6 |  | FL12,FL13 | CTAOOC | 2381824 | 1 | Standard | Each | 2.0 | FERRIT CHIP Z330 100MHZ 1.5A 0805 | 03041 MPZ2012S331A 02862 BLM21PG331SN1 | TDK MURATA | STE
5346 | 6 |  | L2,L3 | CTAOOC | 2367026-2 | 1 | Standard | Each | 2.0 | INDUCTOR NEW POWER 33U HENRYS 5 AMPS SMT SHIELDED PACKAGE | 00078-SRR1806-330M 07200-DS5022P-333MT | BOURNS COILCRAFT | STE
5347 | 6 |  | U2 | CTAOOC | 5128730-10 | 1 | Standard | Each | 1.0 | IC EPLD EPM1270, 1270 LE, 116 I-O, VCCINT 3.3V 2.5V, VCCIO 3.3V TO 1.5V, SPEED GRADE 5, TQFP144 | 10208-EPM1270T144C5N | ALTERA | STE
5348 | 6 |  | C75,C76,C92,C93 | CTAOOC | 5146178 | 4 | Standard | Each | 4.0 | CAPACITOR 0.47U, 10 percent, 16V, CERAMIC, X7R, 1608,U1600CS | 02862-GRM188R71C474KA88 03041-C1608X7R1C474K 08390-C0603C474K4RAC 03041-C1608X7R1C474K080AC | MURATA TDK KEMET TDK | STE
5349 | 6 |  | U17 | CTAOOC | 5151368-2 | 3 | Restricted | Each | 1.0 | LINEAR AMPLIFIER, 6.5-W MONO CLASS-D AUDIO POWER AMPLIFIER, 1 PER PKG, 20KHZ, 50MV OFFSET, TSSOP | 00495-TPA3007D1PWG4 00495-TPA3007D1PW | TEXAS INSTRUMENTS TEXAS INSTRUMENTS | STE
5350 | 6 |  | D1-D3 | CTAOOC | 5224726-2 | 1 | Standard | Each | 3.0 | DIODE, RECTIFIER, MURS120, 1A, 200V, 25NS REVERSE RECOVERY, SMB-J | 18846-MURS120T3G 18981-MURS120-E3 00037-MURS120-13-F | ON SEMICONDUCTOR VISHAY DIODES INC. | STE
5351 | 6 |  | CR17, CR22, CR23-CR24 | CTAOOC | 2408243-2 | 1 | Restricted | Each | 4.0 | DIODE, TVS, BIDIRECTIONAL, 350W PEAK, 13.3V VZ, 11A PEAK, GBLC12C, SOD323 PACKAGE | 10289-GBLC12C-LF | PROTEK DEVICES | STE
5352 | 6 |  | J1 | CTAOOC | 5124823 | 2 | Restricted | Each | 1.0 | CONNECTOR HEADER, 3 CONTACTS, PIN, RIGHT-ANGLE, 5A, 3MM PITCH, | 01525-43650-0302 | MOLEX | STE
5353 | 6 |  | CR3-CR12 | CTAOOC | 2408243 | 1 | Restricted | Each | 10.0 | U1813HE SEMICONDUCTOR DIODE 5 VOLTS 5U AMPS | 10289-GBLC05C-LF | PROTEK DEVICES | STE
5354 | 6 |  | Y1 | CTAOOC | 5409769 | 1 | Standard | Each | 1.0 | OSCILLATOR, 24.576 MHZ, 3.3V, CMOS, 50PPM, -10C TO 70C, 3.2X2.5MM SMT PACKAGE | 19214-KC3225A24.5760C30E00 19133-EB13E2D2H-24.576M 11682-SM4445TV-24.576M | AVX/KYOCERA ECLIPTEK PLETRONICS | STE
5355 | 6 |  | U6 | CTAComponent | 5450428 | 1 | Release | Each | 1.0 | 98dB,96kHz,Multi-Bit Audio AD Converter |  |  | HLE
5356 | 6 | 1 |  | CTACircuitBoard | 5451490 | 1 | Release | Each | 1.0 | PWB for Intercom Board |  |  | HLE
5357 | 6 |  | FL9,FL10 | CTAOOC | 5366219 | 1 | Restricted | Each | 2.0 | MAGNETICS, EMI COMMON MODE CHOKE, 2KOHMS AT 100MHZ, 200MA, 50V, 5X3.3MM SMD PACKAGE | 00078-DR221-333AE | BOURNS | STE
5358 | 6 |  | U4 | CTAOOC | 5394889 | 2 | Standard | Each | 1.0 | IC, AD CONVERTER, 12BITS, 4CHANNELS INPUT, SAR, T AND H, 0.5 TO 1MSPS, SERIAL OUT, 3V TO 5V VCC, ADC124S101C, MSOP10, 85C | 00036-ADC124S101CIMM/NOPB 00495-ADC124S101CIMM/NOPB | NATIONAL SEMICONDUCTOR TEXAS INSTRUMENTS | STE
5359 | 6 |  | U13,U14 | CTAOOC | 5268503-2 | 1 | Standard | Each | 2.0 | IC, TRANSCEIVER RS485-422, SINGLE, HALF DUPLEX, 16MBPS, 5V, MAX13088E, 15KV ESD PROT, SO8 | 07438-MAX13088ECSA+ 20003-SN65HVD3088EDG4 | MAXIM INTEGRATED PRODUCTS TEXAS INSTRUMENT INC. | STE
5360 | 6 |  | C70 | CTAOOC | 46-312294P3 | 3 | Restricted | Each | 1.0 | CAPACITOR TANTALUM, 3.3UF, 10Percent, 16V, SMD 3528 | 18981-293D335X9016B2TE3 08390-T491B335K016AT | VISHAY KEMET | STE
5361 | 6 |  | VR1,VR3 | CTAOOC | 2105122-2 | 3 | Standard | Each | 2.0 | REGULATOR AND REFERENCE VOLTAGE REGU INTERNAL OVERCURRENT LIMITING CIRCUITRY | 06921-LT1117CST-3.3#PBF 00495-REG1117-3.3G4 00036-LM1117MPX-3.3/NOPB 00495-LM1117MPX-3.3/NOPB | LINEAR TECHNOLOGY TEXAS INSTRUMENTS NATIONAL SEMICONDUCTOR TEXAS INSTRUMENTS | STE
5362 | 6 |  | VR2 | CTAOOC | 2105122-6 | 1 | Standard | Each | 1.0 | IC REG, LDO, +5V, 0.8A, LT1117, SOT223 | 06921-LT1117CST-5#PBF | LINEAR TECHNOLOGY | STE
5363 | 6 |  | C42,C43,C48,C50,C56 | CTAOOC | 46-302742P8 | 3 | Standard | Each | 5.0 | CAPACITOR FIXED 1u FARADS 35 VOLTS .138L .110W .075H 3528 SURFACE MOUNT DEVICE | 18981-293D105X9035B2TE3 08390-T491B105K035AT | VISHAY KEMET | STE
5364 | 6 |  | FL4,FL5 | CTAOOC | 46-312066P4 | 2 | Standard | Each | 2.0 | FERRITE BEAD 3.0A, 50OHM AT 100 MHZ SMT 1206 | 02862-BLM31PG500SN1 19114-HI1206T500R-10 | MURATA LAIRD TECHNOLOGIES | STE
5365 | 6 |  | J9 | CTAOOC | 46-289446P7 | 1 | Restricted | Each | 1.0 | CONNECTOR 2 CONTACTS 250 VOLTS 3 AMP SINGLE ROW, RIGHT ANGLE LOW PROFILE | 01525 70553-0001 | MOLEX | STE
5366 | 6 |  | J5-J7 | CTAOOC | 46-275208P2 | 2 | Restricted | Each | 3.0 | 003 CONT PCB MOUNT HSG RT ANGLE | 01525-70555-0072 | MOLEX | STE
5367 | 6 |  | J8 | CTAOOC | 2109908 | 7 | Standard | Each | 1.0 | CONNECTOR_NEW RECTANGULAR, D- 9 EACH D-SUBMINIATURE RIGHT ANGLE CONNECTOR FRONT METAL SHELL 9 PINS 747840-4 | 18996-5747840-4 01940-6E17-C-009-P-AJ-1-21 10099-09 68 163 5812 00214-D09P33E6GX00LF | TE CONNECTIVITY AMPHENOL HARTING FCI | STE
5368 | 6 |  | J2 | CTAOOC | 2106009-6 | 1 | Restricted | Each | 1.0 | CONNEC LOW-PROF TRANSI 10C HEAD STR | 01940 821-A010P-AM-A00 00214-75869-101LF 00266-N2510-6002RB 10099-09 18 510 6324 18996-5103308-1 | AMPHENOL FCI 3M (MINNESOTA MINING MFG) HARTING TE CONNECTIVITY | STE
5369 | 5 | 1 |  | CTASoftware | 5474007 | 2 | Release | Each | 1.0 | Precision THUNIS-800+ Intercom firmware |  |  | CCX
5370 | 4 | 12 |  | ECCCollectorPart | 5479475 | 1 | Release | Each | 1.0 | TIE Collector |  |  | HLE
5371 | 5 | 1 |  | CTAComponent | 5438938 | 1 | Release | Each | 40.0 | NYLON BINDING TIE CLAMP HellermannTyton T-50L tie wrap 383x4.8mm Max Bundle Dia 105mm |  |  | HLE
5372 | 5 | 2 |  | CTAComponent | 5461759 | 1 | Release | Each | 100.0 | NYLON BINDING TIE CLAMP KSS CV-180 tie wrap 180x3.6mm Max Bundle Dia 46mm |  |  | HLE
5373 | 3 | 10 |  | ECCCollectorPart | 5479447 | 6 | Release | Each | 1.0 | PT800+ 65KW 12IN II SYS Label collector |  |  | CCX
5374 | 4 | 22 |  | CTAComponent | 5439526-EN | 1 | Release | Each | 1.0 | Caution label1 |  |  | CCX
5375 | 4 | 7 |  | CTAComponent | 5442749-EN | 1 | Release | Each | 1.0 | Table gear warning label |  |  | CCX
5376 | 4 | 15 |  | CTAComponent | 5445163-EN | 1 | Release | Each | 1.0 | Caution label for footrest |  |  | CCX
5377 | 4 | 17 |  | CTAComponent | 5451205-EN | 2 | Release | Each | 1.0 | Operation Warning label |  |  | CCX
5378 | 4 | 19 |  | CTAComponent | 5456960-EN | 2 | Release | Each | 1.0 | Caution label 3 |  |  | CCX
5379 | 4 | 18 |  | CTAComponent | 5456190-EN | 2 | Release | Each | 1.0 | Caution label 2 |  |  | CCX
5380 | 4 | 23 |  | CTAComponent | 5497155 | 3 | Release | Each | 1.0 | PS800Refresh LATAM label |  |  | CCX
5381 | 5 | 1 |  | CTAComponent | 5497750 | 1 | Release | Each | 1.0 | Label sheet |  |  | CCX
5382 | 4 | 14 |  | CTAComponent | 5443538-EN | 1 | Release | Each | 1.0 | Danger label1 |  |  | CCX
5383 | 4 | 3 |  | CTAComponent | 5440265-EN | 1 | Release | Each | 1.0 | PDU Safety Warning |  |  | CCX
5384 | 4 | 2 |  | CTAComponent | 5438721-EN | 1 | Release | Each | 1.0 | Warning label for compressor |  |  | CCX
5385 | 4 | 10 |  | CTAComponent | 5442735 | 1 | Release | Each | 1.0 | generator rating plate |  |  | HLE
5386 | 5 | 1 |  | CTAComponent | 46-303268P1 | 10 | Release | Each | 1.0 | PRODUCT LOCATOR CARD FORM FOR RATING PLATES, PRINTED BY DUPLITECH | 25823-46-303268P1 | DL3 | CTZ
5387 | 4 | 5 |  | CTAComponent | 5449177 | 1 | Release | Each | 2.0 | HV Cable Label+ |  |  | HLE
5388 | 4 | 4 |  | CTAComponent | 5449450 | 2 | Release | Each | 1.0 | eIFU Label | 19212-5449450 | DURATECH | BAW
5389 | 4 | 12 |  | CTAComponent | 5453315 | 4 | Release | Each | 1.0 | Label ISO 7010-M002 for IEC V3 |  |  | HLE
5390 | 4 | 11 |  | CTAComponent | 5454509 | 1 | Release | Each | 1.0 | PDU rating plate |  |  | HLE
5391 | 5 | 1 |  | CTAComponent | 46-303268P1 | 10 | Release | Each | 1.0 | PRODUCT LOCATOR CARD FORM FOR RATING PLATES, PRINTED BY DUPLITECH | 25823-46-303268P1 | DL3 | CTZ
5392 | 4 | 9 |  | CTAComponent | 5446751 | 1 | Release | Each | 1.0 | console rating plate |  |  | HLE
5393 | 5 | 1 |  | CTAComponent | 46-303268P1 | 10 | Release | Each | 1.0 | PRODUCT LOCATOR CARD FORM FOR RATING PLATES, PRINTED BY DUPLITECH | 25823-46-303268P1 | DL3 | CTZ
5394 | 4 | 21 |  | CTAComponent | 5457744-EN | 1 | Release | Each | 1.0 | Danger label 2 |  |  | CCX
5395 | 4 | 1 |  | CTAComponent | 2132620 | 2 | Release | Each | 1.0 | EMC LABEL CLASS A GROUP 1 | 19212-201814 | DURATECH | PET
5396 | 4 | 20 |  | CTAComponent | 5456962-EN | 2 | Release | Each | 1.0 | Warning label1 |  |  | CCX
5397 | 4 | 6 |  | CTAComponent | 5462280 | 1 | Release | Each | 2.0 | HV Cable Label- |  |  | HLE
5398 | 4 | 8 |  | CTAComponent | 5459238 | 1 | Release | Each | 1.0 | table rating plate |  |  | HLE
5399 | 5 | 1 |  | CTAComponent | 46-303268P1 | 10 | Release | Each | 1.0 | PRODUCT LOCATOR CARD FORM FOR RATING PLATES, PRINTED BY DUPLITECH | 25823-46-303268P1 | DL3 | CTZ
5400 | 4 | 13 |  | CTAComponent | 5457728 | 5 | Release | Each | 1.0 | system rating plate 65KW |  |  | CCX
5401 | 5 | 1 |  | CTAComponent | 46-303268P1 | 10 | Release | Each | 7.0 | PRODUCT LOCATOR CARD FORM FOR RATING PLATES, PRINTED BY DUPLITECH | 25823-46-303268P1 | DL3 | CTZ
5402 | 3 | 13 |  | ECCCollectorPart | 5453387 | 3 | Release | Each | 1.0 | Manual kit for Precision THUNIS-800+ |  |  | HLE
5403 | 4 | 2 |  | CTATechnicalPublication | 5445574-1EN | 4 | Release | Each | 1.0 | Precision THUNIS-800+ OPERATOR MANUAL - English |  |  | HLE
5404 | 4 | 1 |  | CTATechnicalPublication | 5442442-1EN | 4 | Release | Each | 1.0 | Precision THUNIS-800+ Pre-Installation manual |  |  | HLE
5405 | 4 | 4 |  | CTATechnicalPublication | 5458232-1EN | 5 | Release | Each | 1.0 | Precision THUNIS-800+ Service Manual - Class A |  |  | HLE
5406 | 4 | 3 |  | CTAComponent | 5445574-299 | 4 | Release | Each | 1.0 | Precision THUNIS-800+ OPERATOR MANUAL - CD |  |  | HLE
5407 | 3 | 5 |  | ECCCollectorPart | 5458225 | 8 | Release | Each | 1.0 | PSTM800 Integrated Console for Precision THUNIS-800+ |  |  | CCX
5408 | 4 | 4 |  | CTAAssembly | 5458964 | 8 | Release | Each | 1.0 | Console desk assembly |  |  | CCX
5409 | 5 | 1 |  | CTAComponent | 1000-M5C030-31 | 3 | Release | Each | 4.0 | Hexagon Socket Head Cap Screw, M5-0.8, X30mm Long, A2-70 Stainless Steel, Passivate, RoHS Fastener | 11060-M5C30KCSSJ/912 24140-M5/30/HHA2BL/PAS 20589-MS2540030A20000 A0996-1233327 10487-5100200-5+30 | ANIXTER TR FORMAC DIV OF TR FASTENINGS FASTENAL COMPANY BOSSARD OHTA | STM
5410 | 5 | 5 |  | CTAAssembly | 5448909 | 6 | Release | Each | 1.0 | Desk assembly |  |  | CCX
5411 | 6 | 2 |  | CTAComponent | 1007-M4C010-14 | 2 | Release | Each | 35.0 | Phillips Pan Head Screw, ISO 7045, M4-0.7, X10mm Long, Grade 4.8 Steel, Zinc Plated, RoHS Fastener | 11060-M4C10MXPSTZ6/7985 20589-10948-03570 24140-M4/10/PPSTMC/TC1/ISO7045 | ANIXTER FASTENAL COMPANY TR FORMAC DIV OF TR FASTENINGS | STM
5412 | 6 | 3 |  | CTAComponent | 1010-M4C010-14 | 2 | Release | Each | 2.0 | Phillips Flat Head Screw, ISO 7046, M4-0.7, X10mm Long, Grade 4.8 Steel, Zinc Plated, RoHS Fastener | 20589-10948-03508 11060-M4C10MXFSTZ6/965A 24140-M4/10/KPSTMC/TC1/DIN965 | FASTENAL COMPANY ANIXTER TR FORMAC DIV OF TR FASTENINGS | STM
5413 | 6 | 1 |  | CTAComponent | 1007-M3C008-14 | 2 | Release | Each | 4.0 | Phillips Pan Head Screw, ISO 7045, M3-0.5, X8mm Long, Grade 4.8 Steel, Zinc Plated, RoHS Fastener | 20589-10948-03564 11060-M3C8MXPSTZ6/7985 24140-M3/8/PPSTMC/TC1/ISO7045 A0996-BN 384 M3 x 8mm CR6+FREE 24432-91188 | FASTENAL COMPANY ANIXTER TR FORMAC DIV OF TR FASTENINGS BOSSARD FASTENAL | STM
5414 | 6 | 7 |  | CTAComponent | 2106-M3-05 | 2 | Release | Each | 4.0 | Spring Lock Washer with Flat Ends JIS B1251, M3, Spring Steel, Zinc Plated, Rohs Fastener | 24140-MEP M3/SPSTWA/TC1D/JIS B1251 | TR FORMAC DIV OF TR FASTENINGS | STM
5415 | 6 | 5 |  | CTAComponent | 2000-M4-03 | 3 | Release | Each | 29.0 | FLAT WASHER - NORMAL SERIES, ISO 7089, M4 CLASS 200H STEEL, ZINC PLATED RoHS FASTENER | 24140-M4/-/PWSTWA/TC1/DIN125 10487-2000-M4-03 A0996-BN 343 M4 CR6+FREE 24432-11103691 11060-M4NWSFSTZ6/125ATP | TR FORMAC DIV OF TR FASTENINGS OHTA BOSSARD FASTENAL ANIXTER | STM
5416 | 6 | 6 |  | CTAComponent | 2001-M5-02 | 3 | Release | Each | 2.0 | Large Flat Washer, ISO7093, M5, Steel 140HV, Zinc Plated, RoHS Fastener | 20589-10948-03468 11060-M5NWFESTZ6/9021B A0996-BN 729 M5 CR6+FREE 24140-M5/-/PWSTWA/TC1/DIN9021 | FASTENAL COMPANY ANIXTER BOSSARD TR FORMAC DIV OF TR FASTENINGS | STM
5417 | 6 | 4 |  | CTAComponent | 2000-M3-03 | 2 | Release | Each | 4.0 | WASHER PLAIN - LARGE 3.2 MM 7 MM , HV200, Steel, Zinc plate RoHS Washer | 10487-2000-M3-03 23983-6083737 24140-200-M3-03 | OHTA BOSSARD CHINA TR FORMAC DIV OF TR FASTENINGS | STM
5418 | 6 | 18 |  | CTAComponent | 5457946 | 1 | Release | Each | 2.0 | RICHCO FTH-7A1-RT FLAT TIE HOLDER 25.4x25.4x7.1mm, ACCOMODATES 5x2mm |  |  | HLE
5419 | 6 | 20 |  | CTAComponent | 5491252 | 1 | Release | Each | 1.0 | Desk copper grounding bar |  |  | CCX
5420 | 6 | 19 |  | CTAAssembly | 5473935 | 4 | Release | Each | 1.0 | Intercom Board Assembly |  |  | CCX
5421 | 7 | 2 |  | CTACircuitBoard | 5451492 | 4 | Release | Each | 1.0 | Intercom Board PWA |  |  | CCX
5422 | 8 |  | CR13, CR14 | CTAComponent | 5483033 | 1 | Release | Each | 2.0 | ULTRA LOW CAPACITANCE TVS ARRAY of 24V STAND-OFF VOLTAGE |  |  | HLE
5423 | 8 |  | U8 | CTAOOC | 5454247 | 2 | Not Recommended | Each | 1.0 | CONVERTER DAC, 24BIT, 192 KHZ, 2CHANNELS PER PKG, TSSOP10, UNKNOWN WHISKER RISK | 26334-CS4344-CZZ | CIRRUS LOGIC INC. | STE
5424 | 8 |  | U1 | CTAOOC | 2142461 | 2 | Restricted | Each | 1.0 | AMPLIFIER OP AMP OP284 DUAL AMPLIFIER_NEW OP AMP PRECISION RAIL-TO-RAIL INPUT and OUTPUT OP284 S08 | 01649-OP284FSZ | ANALOG DEVICES | STE
5425 | 8 |  | C2,C6,C22,C37,C52,C58,C63,C68 | CTAOOC | 2183937-10 | 3 | Standard | Each | 8.0 | CAPA TANT 10UF 10% 25V 6032 | 08390-T491C106K025AT 08390-B45196H5106K30 18981-293D106X9025C2TE3 19214-TAJC106K025RNJ | KEMET KEMET VISHAY AVX/KYOCERA | STE
5426 | 8 |  | J4 | CTAOOC | 2115384-2 | 2 | Standard | Each | 1.0 | FASTON TAB, 6.3X0.8MM, STRAIGHT, 5.08MM PITCH, PWB3.2, TINNED | 04947-1287 18996-1217056-1 | KEYSTONE ELECTRONICS CORP TE CONNECTIVITY | STE
5427 | 8 |  | FL2 | CTAComponent | 5482604 | 1 | Release | Each | 1.0 | CHIP EMIFIL Capacitor Type |  |  | HLE
5428 | 8 |  | R57 | CTAOOC | 5160167 | 2 | Standard | Each | 1.0 | RESISTOR, 0R, THICK FILM, 2512, 2A, 0.05 OHM | 18981-CRCW25120000Z0E 11962-RC2512JK-070RL 06725-RK73Z3AT 02254-MCR100JZHJ000 | VISHAY YAGEO KOA ROHM | STE
5429 | 8 |  | R10,R47-R54 | CTAOOC | 2234757-15 | 3 | Standard | Each | 9.0 | RESISTOR 22R1 1% 100MW 0603 THICK-FI | 02254-MCR03EZPFX22R1 00078-CR0603FX22R1ELF 18981-CRCW060322R1FKE 06725-RK73H1JTTD22R1F 11962-RC0603FR-0722R1L 05498-MC060322R1FTW 00006-WCR0603LF22R1F | ROHM BOURNS VISHAY KOA YAGEO RCD COMPONENTS INC. IRC | STE
5430 | 8 |  | U3,U15 | CTAOOC | 2196877-3 | 6 | Standard | Each | 2.0 | IC, LOGIC, 74LVC-LCX04, TSSOP14 | 18846-MC74LCX04DTG 19638-LVC04BTELL-E 00352 74LVC04APW 00495-SN74LVC04APWE4 00495-SN74LVC04APW | ON SEMICONDUCTOR RENESAS TECHNOLOGY CORP NXP (FORMERLY PHILIPS COMPONEN TEXAS INSTRUMENTS TEXAS INSTRUMENTS | STE
5431 | 8 |  | U12 | CTAOOC | 2211252-9 | 2 | Standard | Each | 1.0 | LOGIC 74AHC-VHC125 TSSOP14 | 00495-SN74AHC125PWE4 18846-MC74VHC125DTR2G | TEXAS INSTRUMENTS ON SEMICONDUCTOR | STE
5432 | 8 |  | CR1,CR2 | CTAOOC | 2224981-8 | 1 | Standard | Each | 2.0 | SEMICONDUCTOR, DIODE 130VOLTS 1M AMPS UNIDIRECTIONAL, SMB DO-214AA | 18981-P6SMB130A-E3 18846-P6SMB130AT3G | VISHAY ON SEMICONDUCTOR | STE
5433 | 8 |  | TP1-TP9 | CTAOOC | 2233921 | 2 | Standard | Each | 9.0 | TEST POINT, SMD 1005 | 04947 5015 ZZC70-TP-108-02-1-T | KEYSTONE ELECTRONICS CORP COMPONENTS CORPORATION | STE
5434 | 8 |  | U7 | CTAOOC | 2196877-40 | 2 | Standard | Each | 1.0 | LOGIC LVC-LCX 125 TSSOP | 00124-74LVC125ATTR 18846-MC74LCX125DTG 00352 74LVC125APW 00495-SN74LVC125APWRE4 00124-74LCX125TTR | ST MICROELECTRONICS ON SEMICONDUCTOR NXP (FORMERLY PHILIPS COMPONEN TEXAS INSTRUMENTS ST MICROELECTRONICS | STE
5435 | 8 |  | C84 | CTAOOC | 2187496-100 | 1 | Standard | Each | 1.0 | CAPACITOR CERAMIC, NPO, 2.7NF, 1Percent, 50V, SMD 0805 | 18981-VJ0805A272FXAA 12361-0805J0500272FC 08390-C0805C272F5GAC 19214-08055A272FAT2A | VISHAY SYFER TECHNOLOGY LIMITED KEMET AVX/KYOCERA | STE
5436 | 8 |  | C5,C31,C45 | CTAOOC | 2183937-15 | 4 | Standard | Each | 3.0 | CAPA TANT 100UF 10% 10V 7343 | 08390-T491D107K010AT 08390-B45196H2107K40 00042-293D107X9010D2TE3 19214-TAJD107K010RNJ | KEMET KEMET VISHAY SPRAGUE AVX/KYOCERA | STE
5437 | 8 |  | C107 | CTAOOC | 2235239-4 | 2 | Standard | Each | 1.0 | CAPACITOR X7R 22NF 10% 25V 0603 | 19214-06033C223KAT 11962-CC0603KRX7R8BB223 18981-VJ0603Y223KXX 08390 C0603C223K3RAC 03041-C1608X7R1E223K | AVX/KYOCERA YAGEO VISHAY KEMET TDK | STE
5438 | 8 |  | C3,C4,C7-C21,C23,C25-C27,C33,C34,C39-C41,C47,C49,C64-C67,C69,C71-C74,C80,C82,C94-C97,C99-C102 | CTAOOC | 2235239-6 | 2 | Standard | Each | 47.0 | CAPACITOR X7R 100NF 10% 16V 0603 | 08390 C0603C104K4RAC 18981-VJ0603Y104KXJ 11962-CC0603KRX7R7BB104 19214-0603YC104KAT | KEMET VISHAY YAGEO AVX/KYOCERA | STE
5439 | 8 |  | C90,C91 | CTAOOC | 2235238-8 | 1 | Standard | Each | 2.0 | CAPA NPO 1NF 5% 25V 0603 | 19214-06033A102JAT 11962-CC0603JRNPO8BN102 | AVX/KYOCERA YAGEO | STE
5440 | 8 |  | C44 | CTAOOC | 2235238-28 | 3 | Standard | Each | 1.0 | CAPACITOR 180P, 1 percent, 50V, CERAMIC, C0G NPO, 0603 | 19214-06035A181FAT 11623-NMC0603NPO181F50TRPF 11962-CC0603FRNPO9BN181 18981-VJ0603A181FXA 02862-GRM1885C1H181FA01 | AVX/KYOCERA NIC COMPONENTS CORPORATION YAGEO VISHAY MURATA | STE
5441 | 8 |  | C1,C29,C36,C55,C60-C62,C103-C106 | CTAOOC | 2235239-3 | 6 | Standard | Each | 11.0 | CAPACITOR X7R 10NF 10 PERCENT 50V 0603 | 08390 C0603C103K5RAC 03041 C1608X7R1H103K 18981-VJ0603Y103KXA 11962-CC0603KRX7R9BB103 03041-C1608X7R1H103K080AA 19214-06035C103KAT | KEMET TDK VISHAY YAGEO TDK AVX/KYOCERA | STE
5442 | 8 |  | C77 | CTAOOC | 2235238-6 | 3 | Standard | Each | 1.0 | CAPA NPO 220PF 5% 50V 0603 | 11962-CC0603JRNPO9BN221 08390 C0603C221J5GAC 00401-CEC14CW 220PF 5% 63V 03041-C1608C0G1H221J 18981-VJ0603A221JXA 03041-C1608C0G1H221J080AA | YAGEO KEMET EUROFARAD TDK VISHAY TDK | STE
5443 | 8 |  | C30,C38 | CTAOOC | 2235238-2 | 5 | Standard | Each | 2.0 | CAPA NPO 10PF 5% 50V 0603 | 00401-CEC14CW 10PF 5% 63V 03041-C1608C0G1H100D 19214-06035A100JAT 18981-VJ0603A100JXA 08390-C0603C100J5GAC 11962-CC0603JRNPO9BN100 03041-C1608C0G1H100D080AA | EUROFARAD TDK AVX/KYOCERA VISHAY KEMET YAGEO TDK | STE
5444 | 8 |  | R58,R60-R63,R67 | CTAOOC | 2292664-40 | 5 | Standard | Each | 6.0 | RESISTOR, 4K70, 0.1Percent, 63MW, THIN FILM, 25PPM, 0603 | 05498-BLU0603-4701-BT25W 10302-RNCF16-T9-4.70K-0.1% 18981-TNPW06034K70BEE 11962-RT0603BRD074K7L 00006-PCF-W0603LF-03-4701-B 06725-RN731JTTD4701B25 10302-RNCF0603BTE4K70 | RCD COMPONENTS INC. SEI VISHAY YAGEO IRC KOA SEI | STE
5445 | 8 |  | U9 | CTAOOC | 2252400-4 | 1 | Restricted | Each | 1.0 | POWER SUPPLY 5 VOLTS 306m AMPS 5 VOL REGULATED, 1000V ISOLATION, SO-28 | 00495-DCR010505UE4 | TEXAS INSTRUMENTS | STE
5446 | 8 |  | S1 | CTAOOC | 2253364-2 | 3 | Not Recommended | Each | 1.0 | SURFACE MOUNT DIP SWITCH, 4 POSITION GULL WING WITH POLYIMIDE TAPE SEAL MACHINE-INSERTABLE. WARNING: Unknown Whisker Risk | 05229-90HBW04PRT 00031-219004MST | GRAYHILL CTS CORP | STE
5447 | 8 |  | DS1-DS7 | CTAOOC | 2279219-2 | 1 | Standard | Each | 7.0 | LED GREEN LTST-C190G 0603 SMD | 18802 AP1608SGC 00941 HSMG-C190 11520 LTST-C190GKT 09050 PG1111C | KINGBRIGHT AVAGO TECHNOLOGIES LITE-ON STANLEY ELECTRIC CO LTD | STE
5448 | 8 |  | R73 | CTAOOC | 2292664-9 | 4 | Standard | Each | 1.0 | RESISTOR 10K OHMS .1 PERCENT, 0603 SMT 62.5 MW, 50 V MAX WORKING VOLTAGE | 06725-RN731JTTD1002B25 00006-PFC-W0603LF-03-1002-B 18981-TNPW060310K0BEE | KOA IRC VISHAY | STE
5449 | 8 |  | C88,C89 | CTAOOC | 2235239-21 | 2 | Standard | Each | 2.0 | CAPACITOR 0.22U, 10 PERCENT, 25V, CERAMIC, X7R, 0603 | 02862-GRM188R71E224KA88 11962-CC0603KRX7R8BB224 03041-C1608X7R1E224K 08390-C0603C224K3RAC 03041-C1608X7R1E224K080AC | MURATA YAGEO TDK KEMET TDK | STE
5450 | 8 |  | R68,R71 | CTAOOC | 2236238 | 2 | Standard | Each | 2.0 | RESISTOR, 0 OHM, THICK FILM, 0603, 1A, 0.05 OHM MAX | 02254-MCR03EZPJ000 18981-CRCW06030000Z0E 00078-CR0603J/000ELF 05498-ZC0603TW 06725-RK73Z1JT 11962-RC0603JR-070RL | ROHM VISHAY BOURNS RCD COMPONENTS INC. KOA YAGEO | STE
5451 | 8 |  | C109,C110 | CTAOOC | 2235239-14 | 1 | Standard | Each | 2.0 | CAPACITOR 33N, 10percent, 25V, CERAMIC, X7R, C0603 UM33nCC | 18981-VJ0603Y-333K-XX 08390-C0603C333K3RAC 19214-0603-3C-333-KAT | VISHAY KEMET AVX/KYOCERA | STE
5452 | 8 |  | R1-R4,R7-R9,R11,R13-R15,R17,R18,R20,R22-R24,R26,R30-R32,R34,R39,R55,R56,R79,R82-R85 | CTAOOC | 2324551-19 | 3 | Standard | Each | 30.0 | RESISTOR 2k OHMS 1 % .1 WATTS SMT 0603 THICK FILM | 06725-RK73H1JTTD2001F 11962-RC0603FR-072KL 18981-CRCW06032K00FKE 02254 MCR03EZPFX2001 00006-WCR0603LF2001F 05498-MC06032001FTW 10302-RMCF0603FT2K00 | KOA YAGEO VISHAY ROHM IRC RCD COMPONENTS INC. SEI | STE
5453 | 8 |  | R80,R81 | CTAOOC | 2324551-20 | 4 | Standard | Each | 2.0 | RESISTOR 20k OHMS 1 PERCENT .1 WATTS SMT 0603 THICK FILM | 11962-RC0603FR-0720KL 06725-RK73H1JTTD2002F 18981-CRCW060320K0FKE 00006-WCR0603LF2002F 02254 MCR03EZPFX2002 05498-MC06032002FTW 10302-RMCF0603FT20K0 | YAGEO KOA VISHAY IRC ROHM RCD COMPONENTS INC. SEI | STE
5454 | 8 |  | R37,R69 | CTAOOC | 2324551-39 | 3 | Standard | Each | 2.0 | RESISTOR 4.99k OHMS 1 % .1 WATTS SMT 0603 THICK FILM | 18981-CRCW06034K99FKE 11962-RC0603FR-074K99L 00006-WCR0603LF4991F 05498-MC06034991FTW 06725-RK73H1JTTD4991F 02254 MCR03EZPFX4991 10302-RMCF0603FT4K99 | VISHAY YAGEO IRC RCD COMPONENTS INC. KOA ROHM SEI | STE
5455 | 8 |  | R5,R6,R45 | CTAOOC | 2324551-4 | 4 | Standard | Each | 3.0 | RESISTOR 10k OHMS 1 PERCENT .1 WATTS SMT 0603 THICK FILM | 02254 MCR03EZPFX1002 06725-RK73H1JTTD1002F 10302-RMCF1/16-10K-1percent 00006-WCR0603LF1002F 18981-CRCW060310K0FKE 05498-MC06031002FTW 11962-RC0603FR-0710KL 10302-RMCF0603FT10K0 | ROHM KOA SEI IRC VISHAY RCD COMPONENTS INC. YAGEO SEI | STE
5456 | 8 |  | R66 | CTAOOC | 2324551-18 | 3 | Standard | Each | 1.0 | RESISTOR 200 OHMS 1 PERCENT .1 WATTS SMT 0603 THICK FILM | 11962-RC0603FR-07200RL 06725-RK73H1JTTD2000F 00006-WCR0603LF2000F 05498-MC06032000FTW 02254-MCR03EZPFX2000 18981-CRCW0603200RFKE 10302-RMCF0603FT200R | YAGEO KOA IRC RCD COMPONENTS INC. ROHM VISHAY SEI | STE
5457 | 8 |  | R33,R59 | CTAOOC | 2324551-3 | 3 | Standard | Each | 2.0 | RESISTOR 1k OHMS 1 PERCENT .1 WATTS SMT 0603 THICK FILM | 00006-WCR0603LF1001F 06725-RK73H1JTTD1001F 05498-MC06031001FTW 02254 MCR03EZPFX1001 11962-RC0603FR-071KL 18981-CRCW06031K00FKE 10302-RMCF0603FT1K00 | IRC KOA RCD COMPONENTS INC. ROHM YAGEO VISHAY SEI | STE
5458 | 8 |  | FL1,FL3,FL6-FL8 | CTAOOC | 2306384-3 | 1 | Standard | Each | 5.0 | FERRITE BEAD, 120 OHM at 100 MHZ, 150 MA RATING, 0603 PACKAGE | 18981-ILHB-0603ER121V | VISHAY | STE
5459 | 8 |  | R75-R78 | CTAOOC | 2324551-317 | 2 | Standard | Each | 4.0 | RESISTOR 51.1 OHMS 1 % .1 WATTS SMT 0603 THICK FILM | 02254 MCR03EZPFX51R1 11962-RC0603FR-0751R1L 00006-WCR0603LF51R1F 05498-MC060351R1FTW 18981-CRCW060351R1FKE 06725-RK73H1JTTD51R1F 10302-RMCF0603FT51R1 | ROHM YAGEO IRC RCD COMPONENTS INC. VISHAY KOA SEI | STE
5460 | 8 |  | R74 | CTAOOC | 2324551-333 | 2 | Standard | Each | 1.0 | RESISTOR 475 OHMS 1percent .1 WATTS SMT 0603 THICK FILM | 11962-RC0603FR-07475RL 18981-CRCW0603475RFKE 00078-CR0603FX4750ELF 05498-MC06034750FTW 06725-RK73H1JTTD4750F 02254-MCR03EZPFX4750 00006-WCR0603LF4750F 10302-RMCF0603FT475R | YAGEO VISHAY BOURNS RCD COMPONENTS INC. KOA ROHM IRC SEI | STE
5461 | 8 |  | R27 | CTAOOC | 2324551-91 | 2 | Standard | Each | 1.0 | RESISTOR 2.21k OHMS 1 % .1 WATTS SMT 0603 THICK FILM | 00006-WCR0603LF2211F 11962-RC0603FR-072K21L 05498-MC06032211FTW 02254 MCR03EZPFX2211 06725-RK73H1JTTD2211F 18981-CRCW06032K21FKE 10302-RMCF0603FT2K21 | IRC YAGEO RCD COMPONENTS INC. ROHM KOA VISHAY SEI | STE
5462 | 8 |  | R70 | CTAOOC | 2324551-163 | 2 | Standard | Each | 1.0 | RESISTOR 121k OHMS 1 % .1 WATTS SMT 0603 THICK FILM | 02254 MCR03EZPFX1213 06725-RK73H1JTTD1213F 00006-WCR0603LF1213F 11962-RC0603FR-07121KL 18981-CRCW0603121KFKE 05498-MC06031213FTW 10302-RMCF0603FT121K | ROHM KOA IRC YAGEO VISHAY RCD COMPONENTS INC. SEI | STE
5463 | 8 |  | R72 | CTAOOC | 2324551-193 | 2 | Standard | Each | 1.0 | RESISTOR 274k OHMS 1 % .1 WATTS SMT 0603 THICK FILM | 18981-CRCW0603274KFKE 05498-MC06032743FTW 11962-RC0603FR-07274KL 00006-WCR0603LF2743F 02254 MCR03EZPFX2743 06725-RK73H1JTTD2743F 10302-RMCF0603FT274K | VISHAY RCD COMPONENTS INC. YAGEO IRC ROHM KOA SEI | STE
5464 | 8 |  | R64,R65 | CTAOOC | 2324551-59 | 3 | Standard | Each | 2.0 | RESISTOR 121 OHMS 1 PERCENT .1 WATTS SMT 0603 THICK FILM | 00006-WCR0603LF1210F 06725-RK73H1JTTD1210F 11962-RC0603FR-07121RL 02254 MCR03EZPFX1210 18981-CRCW0603121RFKE 05498-MC06031210FTW 10302-RMCF0603FT121R | IRC KOA YAGEO ROHM VISHAY RCD COMPONENTS INC. SEI | STE
5465 | 8 |  | R12,R16,R19,R21,R25,R28,R29 | CTAOOC | 2324551-54 | 3 | Standard | Each | 7.0 | RESISTOR 511 OHMS 1 % .1 WATTS SMT 0603 THICK FILM | 18981-CRCW0603511RFKE 00006-WCR0603LF5110F 02254 MCR03EZPFX5110 11962-RC0603FR-07511RL 06725-RK73H1JTTD5110F 05498-MC06035110FTW 10302-RMCF0603FT511R | VISHAY IRC ROHM YAGEO KOA RCD COMPONENTS INC. SEI | STE
5466 | 8 |  | J3 | CTAOOC | 2402275 | 2 | Restricted | Each | 1.0 | CONNECTOR 5.08MM MSTB-GF, 1X2POS HEADER, RIGHT ANGLE, SCREW LOCK, TINNED, PWB2.4 | 11675 1776508 | PHOENIX CONTACTS | STE
5467 | 8 |  | C78,C79,C81,C83,C86,C87 | CTAOOC | 2385110-2 | 2 | Not Recommended | Each | 6.0 | CAPACITOR CERAMIC, X5R, 1UF, 10Percent, 25V, 0805 | 19214-08053D105KAT 08390-C0805C105K3PAC 02862-GRM216R61E105KA12 | AVX/KYOCERA KEMET MURATA | STE
5468 | 8 |  | C24,C28,C32,C54,C98,C108,C111-C112 | CTAOOC | 2385111 | 4 | Not Recommended | Each | 8.0 | CAPACITOR CERAMIC, X5R, 1UF, 10Percent, 10V, SMD 0603 | 07092-ECJ1VB1A105K 19214-CM105X5R105K10A 03041-C1608X5R1A105K 02862-GRM188R61A105KA61 03041-C1608X5R1A105K080AC | PANASONIC AVX/KYOCERA TDK MURATA TDK | STE
5469 | 8 |  | C85 | CTAOOC | 2385569-5 | 3 | Standard | Each | 1.0 | CAPACITOR CERAMIC, X5R, 10UF, 10Percent, 25V, SMD 1210 | 03041-C3225X5R1E106K 08390-C1210C106K3PAC 19214-CM32X5R106K25A 19214-12103D106KAT 03041-C3225X5R1E106K250AA | TDK KEMET AVX/KYOCERA AVX/KYOCERA TDK | STE
5470 | 8 |  | U10,U11 | CTAOOC | 2384570-2 | 1 | Standard | Each | 2.0 | OPTOELECTRONICS DIGITAL ISOLATOR 3.3V AND 5V TTL-CMOS COMPATIBLE, SO8 | 01649 ADUM1100BRZ | ANALOG DEVICES, INC. ANALOG DEVICES | STE
5471 | 8 |  | FL12,FL13 | CTAOOC | 2381824 | 1 | Standard | Each | 2.0 | FERRIT CHIP Z330 100MHZ 1.5A 0805 | 03041 MPZ2012S331A 02862 BLM21PG331SN1 | TDK MURATA | STE
5472 | 8 |  | L2,L3 | CTAOOC | 2367026-2 | 1 | Standard | Each | 2.0 | INDUCTOR NEW POWER 33U HENRYS 5 AMPS SMT SHIELDED PACKAGE | 00078-SRR1806-330M 07200-DS5022P-333MT | BOURNS COILCRAFT | STE
5473 | 8 |  | U2 | CTAOOC | 5128730-10 | 1 | Standard | Each | 1.0 | IC EPLD EPM1270, 1270 LE, 116 I-O, VCCINT 3.3V 2.5V, VCCIO 3.3V TO 1.5V, SPEED GRADE 5, TQFP144 | 10208-EPM1270T144C5N | ALTERA | STE
5474 | 8 |  | C75,C76,C92,C93 | CTAOOC | 5146178 | 4 | Standard | Each | 4.0 | CAPACITOR 0.47U, 10 percent, 16V, CERAMIC, X7R, 1608,U1600CS | 02862-GRM188R71C474KA88 03041-C1608X7R1C474K 08390-C0603C474K4RAC 03041-C1608X7R1C474K080AC | MURATA TDK KEMET TDK | STE
5475 | 8 |  | U17 | CTAOOC | 5151368-2 | 3 | Restricted | Each | 1.0 | LINEAR AMPLIFIER, 6.5-W MONO CLASS-D AUDIO POWER AMPLIFIER, 1 PER PKG, 20KHZ, 50MV OFFSET, TSSOP | 00495-TPA3007D1PWG4 00495-TPA3007D1PW | TEXAS INSTRUMENTS TEXAS INSTRUMENTS | STE
5476 | 8 |  | D1-D3 | CTAOOC | 5224726-2 | 1 | Standard | Each | 3.0 | DIODE, RECTIFIER, MURS120, 1A, 200V, 25NS REVERSE RECOVERY, SMB-J | 18846-MURS120T3G 18981-MURS120-E3 00037-MURS120-13-F | ON SEMICONDUCTOR VISHAY DIODES INC. | STE
5477 | 8 |  | CR17, CR22, CR23-CR24 | CTAOOC | 2408243-2 | 1 | Restricted | Each | 4.0 | DIODE, TVS, BIDIRECTIONAL, 350W PEAK, 13.3V VZ, 11A PEAK, GBLC12C, SOD323 PACKAGE | 10289-GBLC12C-LF | PROTEK DEVICES | STE
5478 | 8 |  | J1 | CTAOOC | 5124823 | 2 | Restricted | Each | 1.0 | CONNECTOR HEADER, 3 CONTACTS, PIN, RIGHT-ANGLE, 5A, 3MM PITCH, | 01525-43650-0302 | MOLEX | STE
5479 | 8 |  | CR3-CR12 | CTAOOC | 2408243 | 1 | Restricted | Each | 10.0 | U1813HE SEMICONDUCTOR DIODE 5 VOLTS 5U AMPS | 10289-GBLC05C-LF | PROTEK DEVICES | STE
5480 | 8 |  | Y1 | CTAOOC | 5409769 | 1 | Standard | Each | 1.0 | OSCILLATOR, 24.576 MHZ, 3.3V, CMOS, 50PPM, -10C TO 70C, 3.2X2.5MM SMT PACKAGE | 19214-KC3225A24.5760C30E00 19133-EB13E2D2H-24.576M 11682-SM4445TV-24.576M | AVX/KYOCERA ECLIPTEK PLETRONICS | STE
5481 | 8 |  | U6 | CTAComponent | 5450428 | 1 | Release | Each | 1.0 | 98dB,96kHz,Multi-Bit Audio AD Converter |  |  | HLE
5482 | 8 | 1 |  | CTACircuitBoard | 5451490 | 1 | Release | Each | 1.0 | PWB for Intercom Board |  |  | HLE
5483 | 8 |  | FL9,FL10 | CTAOOC | 5366219 | 1 | Restricted | Each | 2.0 | MAGNETICS, EMI COMMON MODE CHOKE, 2KOHMS AT 100MHZ, 200MA, 50V, 5X3.3MM SMD PACKAGE | 00078-DR221-333AE | BOURNS | STE
5484 | 8 |  | U4 | CTAOOC | 5394889 | 2 | Standard | Each | 1.0 | IC, AD CONVERTER, 12BITS, 4CHANNELS INPUT, SAR, T AND H, 0.5 TO 1MSPS, SERIAL OUT, 3V TO 5V VCC, ADC124S101C, MSOP10, 85C | 00036-ADC124S101CIMM/NOPB 00495-ADC124S101CIMM/NOPB | NATIONAL SEMICONDUCTOR TEXAS INSTRUMENTS | STE
5485 | 8 |  | U13,U14 | CTAOOC | 5268503-2 | 1 | Standard | Each | 2.0 | IC, TRANSCEIVER RS485-422, SINGLE, HALF DUPLEX, 16MBPS, 5V, MAX13088E, 15KV ESD PROT, SO8 | 07438-MAX13088ECSA+ 20003-SN65HVD3088EDG4 | MAXIM INTEGRATED PRODUCTS TEXAS INSTRUMENT INC. | STE
5486 | 8 |  | C70 | CTAOOC | 46-312294P3 | 3 | Restricted | Each | 1.0 | CAPACITOR TANTALUM, 3.3UF, 10Percent, 16V, SMD 3528 | 18981-293D335X9016B2TE3 08390-T491B335K016AT | VISHAY KEMET | STE
5487 | 8 |  | VR1,VR3 | CTAOOC | 2105122-2 | 3 | Standard | Each | 2.0 | REGULATOR AND REFERENCE VOLTAGE REGU INTERNAL OVERCURRENT LIMITING CIRCUITRY | 06921-LT1117CST-3.3#PBF 00495-REG1117-3.3G4 00036-LM1117MPX-3.3/NOPB 00495-LM1117MPX-3.3/NOPB | LINEAR TECHNOLOGY TEXAS INSTRUMENTS NATIONAL SEMICONDUCTOR TEXAS INSTRUMENTS | STE
5488 | 8 |  | VR2 | CTAOOC | 2105122-6 | 1 | Standard | Each | 1.0 | IC REG, LDO, +5V, 0.8A, LT1117, SOT223 | 06921-LT1117CST-5#PBF | LINEAR TECHNOLOGY | STE
5489 | 8 |  | C42,C43,C48,C50,C56 | CTAOOC | 46-302742P8 | 3 | Standard | Each | 5.0 | CAPACITOR FIXED 1u FARADS 35 VOLTS .138L .110W .075H 3528 SURFACE MOUNT DEVICE | 18981-293D105X9035B2TE3 08390-T491B105K035AT | VISHAY KEMET | STE
5490 | 8 |  | FL4,FL5 | CTAOOC | 46-312066P4 | 2 | Standard | Each | 2.0 | FERRITE BEAD 3.0A, 50OHM AT 100 MHZ SMT 1206 | 02862-BLM31PG500SN1 19114-HI1206T500R-10 | MURATA LAIRD TECHNOLOGIES | STE
5491 | 8 |  | J9 | CTAOOC | 46-289446P7 | 1 | Restricted | Each | 1.0 | CONNECTOR 2 CONTACTS 250 VOLTS 3 AMP SINGLE ROW, RIGHT ANGLE LOW PROFILE | 01525 70553-0001 | MOLEX | STE
5492 | 8 |  | J5-J7 | CTAOOC | 46-275208P2 | 2 | Restricted | Each | 3.0 | 003 CONT PCB MOUNT HSG RT ANGLE | 01525-70555-0072 | MOLEX | STE
5493 | 8 |  | J8 | CTAOOC | 2109908 | 7 | Standard | Each | 1.0 | CONNECTOR_NEW RECTANGULAR, D- 9 EACH D-SUBMINIATURE RIGHT ANGLE CONNECTOR FRONT METAL SHELL 9 PINS 747840-4 | 18996-5747840-4 01940-6E17-C-009-P-AJ-1-21 10099-09 68 163 5812 00214-D09P33E6GX00LF | TE CONNECTIVITY AMPHENOL HARTING FCI | STE
5494 | 8 |  | J2 | CTAOOC | 2106009-6 | 1 | Restricted | Each | 1.0 | CONNEC LOW-PROF TRANSI 10C HEAD STR | 01940 821-A010P-AM-A00 00214-75869-101LF 00266-N2510-6002RB 10099-09 18 510 6324 18996-5103308-1 | AMPHENOL FCI 3M (MINNESOTA MINING MFG) HARTING TE CONNECTIVITY | STE
5495 | 7 | 1 |  | CTASoftware | 5474007 | 2 | Release | Each | 1.0 | Precision THUNIS-800+ Intercom firmware |  |  | CCX
5496 | 6 | 17 |  | CTAComponent | 5455375 | 2 | Release | Each | 1.0 | Speaker Cover |  |  | CCX
5497 | 6 | 16 |  | CTAComponent | 5452025 | 1 | Release | Each | 2.0 | Cable Gate |  |  | CCX
5498 | 6 | 11 |  | CTAComponent | 5445416-2 | 1 | Release | Each | 3.0 | AVID PRODUCTS STEEL P-CLAMP or R-clamp DIA6.4, WIDE9.7, 19243-SCP-4-323-203 |  |  | HLE
5499 | 6 | 12 |  | CTAComponent | 5445416-4 | 1 | Release | Each | 3.0 | AVID PRODUCTS STEEL P-CLAMP or R-clamp DIA9.5, WIDE12.7,19243-SCP-6-325-265 |  |  | HLE
5500 | 6 | 22 |  | CTAComponent | 5491255 | 1 | Release | Each | 1.0 | DIN rail-35, 7.5 |  |  | CCX
5501 | 6 | 9 |  | CTAAssembly | 5444084 | 2 | Release | Each | 1.0 | SPK assembly |  |  | CCX
5502 | 6 | 8 |  | CTAComponent | 5441108 | 1 | Release | Each | 1.0 | Desk Gate |  |  | CCX
5503 | 6 | 21 |  | CTAComponent | 5491254 | 1 | Release | Each | 1.0 | Insulation spacer |  |  | CCX
5504 | 6 | 26 |  | CTAComponent | 5496536 | 1 | Release | Each | 1.0 | PS800R MIC cover |  |  | CCX
5505 | 6 | 24 |  | CTAComponent | C2106-M4-02 | 3 | Release | Each | 31.0 | Spring Lock Washer, M4, Zinc plated, Rohs Fastener | 24140-C2106-M4-02 | TR FORMAC DIV OF TR FASTENINGS | HLE
5506 | 6 | 15 |  | CTAAssembly | 5450451 | 2 | Release | Each | 1.0 | Gooseneck MIC assembly |  |  | CCX
5507 | 6 | 14 |  | CTAAssembly | 5449180 | 1 | Release | Each | 1.0 | Desk Frame |  |  | CCX
5508 | 7 | 1 |  | CTAComponent | 1000-M6C020-04 | 4 | Release | Each | 36.0 | Hexagon Socket Head Cap Screw, M6-1, X20mm Long, Grade 8.8 Steel, Zinc Plated, RoHS Fastener | 11060-M6C20KCSC9Z6/912 10487-1000-M6C020-04 24140-M6/20/SOHTCS/TC1D/DIN912 20589-10948-03240 A0996-BN 4 M6 x 20mm CR6+FREE | ANIXTER OHTA TR FORMAC DIV OF TR FASTENINGS FASTENAL COMPANY BOSSARD | STM
5509 | 7 | 3 |  | CTAComponent | 1009-M4P2C9P5-29 | 1 | Release | Each | 4.0 | Cross Recessed Pan Head Tapping Screw, ST 4,2 X 9.5mm Long, Steel, Zinc Plated, RoHS Fastener | A0996-BN 994 ST 4.2 X 9.5mm CR6FREE 11060-M4.2N9.5TXPSTZ6/7981C 24140-4.2/9.5/PPSTAB/TC1D | BOSSARD ANIXTER TR FORMAC DIV OF TR FASTENINGS | STM
5510 | 7 | 4 |  | CTAComponent | 1010-M4C010-14 | 2 | Release | Each | 5.0 | Phillips Flat Head Screw, ISO 7046, M4-0.7, X10mm Long, Grade 4.8 Steel, Zinc Plated, RoHS Fastener | 20589-10948-03508 11060-M4C10MXFSTZ6/965A 24140-M4/10/KPSTMC/TC1/DIN965 | FASTENAL COMPANY ANIXTER TR FORMAC DIV OF TR FASTENINGS | STM
5511 | 7 | 2 |  | CTAComponent | 1007-M4C010-14 | 2 | Release | Each | 8.0 | Phillips Pan Head Screw, ISO 7045, M4-0.7, X10mm Long, Grade 4.8 Steel, Zinc Plated, RoHS Fastener | 11060-M4C10MXPSTZ6/7985 20589-10948-03570 24140-M4/10/PPSTMC/TC1/ISO7045 | ANIXTER FASTENAL COMPANY TR FORMAC DIV OF TR FASTENINGS | STM
5512 | 7 | 5 |  | CTAComponent | 2000-M4-03 | 3 | Release | Each | 8.0 | FLAT WASHER - NORMAL SERIES, ISO 7089, M4 CLASS 200H STEEL, ZINC PLATED RoHS FASTENER | 24140-M4/-/PWSTWA/TC1/DIN125 10487-2000-M4-03 A0996-BN 343 M4 CR6+FREE 24432-11103691 11060-M4NWSFSTZ6/125ATP | TR FORMAC DIV OF TR FASTENINGS OHTA BOSSARD FASTENAL ANIXTER | STM
5513 | 7 | 7 |  | CTAComponent | C2106-M4-02 | 3 | Release | Each | 8.0 | Spring Lock Washer, M4, Zinc plated, Rohs Fastener | 24140-C2106-M4-02 | TR FORMAC DIV OF TR FASTENINGS | HLE
5514 | 7 | 8 |  | CTAComponent | C2106-M6-02 | 3 | Release | Each | 36.0 | Spring Lock Washer, M6, Zinc plated, Rohs Fastener | 24140-C2106-M6-02 | TR FORMAC DIV OF TR FASTENINGS | HLE
5515 | 7 | 9 |  | CTAAssembly | 5457200 | 1 | Release | Each | 1.0 | Desk right bracket |  |  | CCX
5516 | 8 | 1 |  | CTAComponent | 3000-M10C-04 | 1 | Release | Each | 1.0 | Hexagon Nut, ISO4032, M10-1.5, Grade 8 Steel, Zinc Plated, RoHS Fastener | 20589-10948-03690 11060-M10CNFHC7Z6/4032 | FASTENAL COMPANY ANIXTER | STM
5517 | 8 | 4 |  | CTAComponent | 5460241 | 1 | Release | Each | 1.0 | Desk bracket foot cover |  |  | CCX
5518 | 8 | 6 |  | CTAComponent | 5442172 | 1 | Release | Each | 1.0 | Desk bracket front cover |  |  | CCX
5519 | 8 | 5 |  | CTAComponent | 5447807 | 1 | Release | Each | 2.0 | Desk bracket corner |  |  | CCX
5520 | 8 | 3 |  | CTAComponent | 5450649 | 1 | Release | Each | 1.0 | Desk bracket top cover |  |  | CCX
5521 | 8 | 2 |  | CTAComponent | 5438177 | 1 | Release | Each | 1.0 | Desk right bracket base |  |  | CCX
5522 | 8 | 9 |  | CTAComponent | 5491623 | 1 | Release | Each | 1.0 | Reinforecing plate |  |  | CCX
5523 | 8 | 10 |  | CTAComponent | 5496544 | 1 | Release | Each | 1.0 | Console caster install column |  |  | CCX
5524 | 8 | 8 |  | CTAComponent | 5491622 | 1 | Release | Each | 2.0 | Screw guidance |  |  | CCX
5525 | 8 | 7 |  | CTAComponent | 5445400 | 1 | Release | Each | 2.0 | Desk bracket head |  |  | CCX
5526 | 7 | 6 |  | CTAComponent | 2000-M6-03 | 3 | Release | Each | 36.0 | Flat Washer, ISO7089, M6, Steel 200HV, Zinc Plated, RoHS Fastener | 20589-10948-03457 10487-2000-M6-03 11060-M6NWSFSTZ6/125ATP 24140-M6/-/PWSTWA/TC1/DIN125 | FASTENAL COMPANY OHTA ANIXTER TR FORMAC DIV OF TR FASTENINGS | STM
5527 | 7 | 12 |  | CTAComponent | 5453939 | 1 | Release | Each | 1.0 | Desk foot bracket |  |  | CCX
5528 | 7 | 11 |  | CTAComponent | 5461016 | 1 | Release | Each | 3.0 | Rubber foot |  |  | CCX
5529 | 7 | 10 |  | CTAAssembly | 5461772 | 1 | Release | Each | 1.0 | Desk left bracket |  |  | CCX
5530 | 8 | 2 |  | CTAComponent | 5450649 | 1 | Release | Each | 1.0 | Desk bracket top cover |  |  | CCX
5531 | 8 | 1 |  | CTAComponent | 3000-M10C-04 | 1 | Release | Each | 2.0 | Hexagon Nut, ISO4032, M10-1.5, Grade 8 Steel, Zinc Plated, RoHS Fastener | 20589-10948-03690 11060-M10CNFHC7Z6/4032 | FASTENAL COMPANY ANIXTER | STM
5532 | 8 | 6 |  | CTAComponent | 5445400 | 1 | Release | Each | 2.0 | Desk bracket head |  |  | CCX
5533 | 8 | 5 |  | CTAComponent | 5442172 | 1 | Release | Each | 1.0 | Desk bracket front cover |  |  | CCX
5534 | 8 | 4 |  | CTAComponent | 5447807 | 1 | Release | Each | 2.0 | Desk bracket corner |  |  | CCX
5535 | 8 | 3 |  | CTAComponent | 5496584 | 1 | Release | Each | 1.0 | Desk left bracket foot cover |  |  | CCX
5536 | 8 | 9 |  | CTAComponent | 5436099 | 1 | Release | Each | 1.0 | Desk left bracket base |  |  | CCX
5537 | 8 | 8 |  | CTAComponent | 5491623 | 1 | Release | Each | 2.0 | Reinforecing plate |  |  | CCX
5538 | 8 | 7 |  | CTAComponent | 5491622 | 1 | Release | Each | 2.0 | Screw guidance |  |  | CCX
5539 | 8 | 10 |  | CTAAssembly | 5453095 | 2 | Release | Each | 1.0 | Desk left flitch |  |  | CCX
5540 | 9 | 1 |  | CTAComponent | 5443768 | 1 | Release | Each | 1.0 | Desk left flitch cover |  |  | CCX
5541 | 9 | 3 |  | CTAComponent | 5491622 | 1 | Release | Each | 3.0 | Screw guidance |  |  | CCX
5542 | 9 | 2 |  | CTAComponent | 5456422 | 1 | Release | Each | 1.0 | Desk left flitch base |  |  | CCX
5543 | 7 | 16 |  | CTAAssembly | 5491631 | 1 | Release | Each | 1.0 | Desk foot cover |  |  | CCX
5544 | 8 | 2 |  | CTAComponent | 5491629 | 1 | Release | Each | 1.0 | Rail bracket |  |  | CCX
5545 | 8 | 3 |  | CTAComponent | 5496590 | 1 | Release | Each | 1.0 | Cable holder |  |  | CCX
5546 | 8 | 1 |  | CTAComponent | 5453096 | 1 | Release | Each | 1.0 | Desk foot cover base |  |  | CCX
5547 | 7 | 14 |  | CTAComponent | 5461773 | 1 | Release | Each | 1.0 | Desk middle bracket |  |  | CCX
5548 | 7 | 15 |  | CTAComponent | 5457967 | 3 | Release | Each | 1.0 | Desktop |  |  | CCX
5549 | 7 | 13 |  | CTAComponent | 5456423 | 1 | Release | Each | 1.0 | Desk top bracket |  |  | CCX
5550 | 7 | 18 |  | CTAComponent | 5440505 | 1 | Release | Each | 1.0 | Panel foot cover |  |  | CCX
5551 | 7 | 17 |  | CTAComponent | 5448635 | 1 | Release | Each | 1.0 | Panel cable cover |  |  | CCX
5552 | 7 | 24 |  | CTAAssembly | 5496539 | 1 | Release | Each | 1.0 | Console caster |  |  | CCX
5553 | 8 | 2 |  | CTAComponent | 5496542 | 1 | Release | Each | 1.0 | Console caster bolt |  |  | CCX
5554 | 8 | 1 |  | CTAComponent | 5496541 | 1 | Release | Each | 1.0 | Console caster base |  |  | CCX
5555 | 8 | 4 |  | CTAComponent | 2000-M5-02 | 3 | Release | Each | 1.0 | Flat Washer, ISO7089, M5, Steel 140HV, Zinc Plated, RoHS Fastener | 11060-M5NWSFSTZ6/125A A0996-BN715 M5 CR6 Free 24140-M5/-/PWSTWA/TC1 20589-10948-03440 | ANIXTER BOSSARD TR FORMAC DIV OF TR FASTENINGS FASTENAL COMPANY | STM
5556 | 8 | 3 |  | CTAComponent | 1000-M5C010-04 | 5 | Release | Each | 1.0 | Hexagon Socket Head Cap Screw, M5-0.8, X10mm Long, Grade 8.8 Steel, Zinc Plated, RoHS Fastener | 11060-M5C10KCSC9Z6/912 20589-11103207 10487-1000-M5C010-04 24140-M5/10/HHSTBL/TC1D A0996-BN 4 M5 x 10mm CR6+FREE | ANIXTER FASTENAL COMPANY OHTA TR FORMAC DIV OF TR FASTENINGS BOSSARD | STM
5557 | 7 | 20 |  | CTAComponent | 5436664 | 1 | Release | Each | 1.0 | Base Close Cover |  |  | HLE
5558 | 7 | 19 |  | CTAAssembly | 5498326 | 1 | Release | Each | 1.0 | Desk front cover |  |  | CCX
5559 | 8 | 1 |  | CTAComponent | 5439739 | 1 | Release | Each | 1.0 | Desk front cover base |  |  | CCX
5560 | 8 | 2 |  | CTAComponent | 5496590 | 1 | Release | Each | 19.0 | Cable holder |  |  | CCX
5561 | 6 | 25 |  | CTAComponent | 5496535 | 1 | Release | Each | 1.0 | PS800R MIC install base |  |  | CCX
5562 | 6 | 13 |  | CTAComponent | 5448392 | 1 | Release | Each | 1.0 | Mic Grounding Plate |  |  | CCX
5563 | 6 | 10 |  | CTAAssembly | 5499828 | 1 | Release | Each | 1.0 | Desk rear cover |  |  | CCX
5564 | 7 | 1 |  | CTAComponent | 5442978 | 1 | Release | Each | 2.0 | Back plate |  |  | CCX
5565 | 7 | 2 |  | CTAComponent | 5458710 | 1 | Release | Each | 1.0 | Desk rear cover plate |  |  | CCX
5566 | 6 | 23 |  | CTAComponent | 5491256 | 2 | Release | Each | 1.0 | Phoenix contact 2963860 |  |  | CCX
5567 | 5 | 6 |  | CTAComponent | 5461759 | 1 | Release | Each | 50.0 | NYLON BINDING TIE CLAMP KSS CV-180 tie wrap 180x3.6mm Max Bundle Dia 46mm |  |  | HLE
5568 | 5 | 3 |  | CTAComponent | 2106-M5-14 | 1 | Release | Each | 4.0 | Spring Lock Washer with Flat Ends JIS B1251, M5, Spring Stainless Steel, Rohs Fastener | 24140-2106-M5-14 | TR FORMAC DIV OF TR FASTENINGS | STM
5569 | 5 | 2 |  | CTAComponent | 2001-M5-02 | 3 | Release | Each | 4.0 | Large Flat Washer, ISO7093, M5, Steel 140HV, Zinc Plated, RoHS Fastener | 20589-10948-03468 11060-M5NWFESTZ6/9021B A0996-BN 729 M5 CR6+FREE 24140-M5/-/PWSTWA/TC1/DIN9021 | FASTENAL COMPANY ANIXTER BOSSARD TR FORMAC DIV OF TR FASTENINGS | STM
5570 | 5 | 7 |  | ECCCollectorPart | 5476923 | 2 | Release | Each | 1.0 | console desk and TDSP cables collector |  |  | HLE
5571 | 6 | 3 |  | CTAComponent | 5448158 | 2 | Release | Each | 1.0 | Console TDSP-IF board RS232 Cable |  |  | CCX
5572 | 6 | 1 |  | CTAComponent | 5448182 | 3 | Release | Each | 1.0 | Console TDSP-IF board communication Cable |  |  | CCX
5573 | 6 | 2 |  | CTAComponent | 5436432 | 4 | Release | Each | 1.0 | Console EM_SW and Cable |  |  | CCX
5574 | 6 | 8 |  | CTAComponent | 5460785 | 3 | Release | Each | 1.0 | Console Collimator light SW cable 1 |  |  | CCX
5575 | 6 | 7 |  | CTAComponent | 5442517 | 3 | Release | Each | 1.0 | Console table movig control cable |  |  | CCX
5576 | 6 | 5 |  | CTAComponent | 5458295 | 1 | Release | Each | 1.0 | Console LR JOYSTICK Cable |  |  | HLE
5577 | 6 | 6 |  | CTAComponent | 5459790 | 1 | Release | Each | 1.0 | Console Xray SW Cable |  |  | HLE
5578 | 6 | 4 |  | CTAComponent | 5439299 | 1 | Release | Each | 1.0 | Console UD JOYSTICK Cable |  |  | HLE
5579 | 6 | 12 |  | CTAComponent | 5445937 | 2 | Release | Each | 1.0 | Console Joystick base ground cable |  |  | HLE
5580 | 6 | 13 |  | CTAComponent | 5448363 | 2 | Release | Each | 1.0 | Console TDSP ground cable |  |  | HLE
5581 | 6 | 11 |  | CTAComponent | 5437145 | 1 | Release | Each | 1.0 | PS800 Refresh console EM button base ground cable |  |  | HLE
5582 | 6 | 10 |  | CTAComponent | 5451993 | 3 | Release | Each | 1.0 | Console Vol adj. base ground cable |  |  | CCX
5583 | 6 | 9 |  | CTAComponent | 5445137 | 2 | Release | Each | 1.0 | Console Video adj. base ground cable |  |  | HLE
5584 | 6 | 15 |  | CTAComponent | 5442713 | 2 | Release | Each | 1.0 | Console Intercom Power cable |  |  | HLE
5585 | 6 | 14 |  | CTAComponent | 5482782 | 2 | Release | Each | 1.0 | Console foot-switch cable |  |  | CCX
5586 | 6 | 18 |  | CTAComponent | 5441903 | 3 | Release | Each | 1.0 | Console desk-E ground cable |  |  | CCX
5587 | 6 | 17 |  | CTAComponent | 5438693 | 3 | Release | Each | 1.0 | Console MIC base ground cable |  |  | CCX
5588 | 6 | 16 |  | CTAComponent | 5437711 | 3 | Release | Each | 1.0 | Console Intercom Power cable |  |  | CCX
5589 | 6 | 21 |  | CTAComponent | 5443329 | 3 | Release | Each | 1.0 | TDSP CN332 MIS Cable |  |  | HLE
5590 | 6 | 22 |  | CTAComponent | 5457533 | 3 | Release | Each | 1.0 | TDSP CN331 MIS Cable |  |  | HLE
5591 | 6 | 20 |  | CTAComponent | 5480546 | 2 | Release | Each | 1.0 | Console Mic enable cable |  |  | HLE
5592 | 6 | 19 |  | CTAComponent | 5451421 | 2 | Release | Each | 1.0 | Console monitor grounding cable |  |  | CCX
5593 | 5 | 4 |  | CTAAssembly | 5441942 | 5 | Release | Each | 1.0 | Panel assembly |  |  | CCX
5594 | 6 | 2 |  | CTAComponent | 1007-M3C008-14 | 2 | Release | Each | 41.0 | Phillips Pan Head Screw, ISO 7045, M3-0.5, X8mm Long, Grade 4.8 Steel, Zinc Plated, RoHS Fastener | 20589-10948-03564 11060-M3C8MXPSTZ6/7985 24140-M3/8/PPSTMC/TC1/ISO7045 A0996-BN 384 M3 x 8mm CR6+FREE 24432-91188 | FASTENAL COMPANY ANIXTER TR FORMAC DIV OF TR FASTENINGS BOSSARD FASTENAL | STM
5595 | 6 | 1 |  | CTAComponent | 1007-M2C006-14 | 1 | Release | Each | 4.0 | Phillips Pan Head Screw, ISO 7045, M2-0.4, X6mm Long, Grade 4.8 Steel, Zinc Plated, RoHS Fastener | 20589-10948-03557 11060-M2C6MXPSTZ6/7985 | FASTENAL COMPANY ANIXTER | STM
5596 | 6 | 4 |  | CTAComponent | 1007-M4C020-14 | 1 | Release | Each | 6.0 | Phillips Pan Head Screw, ISO 7045, M4-0.7, X20mm Long, Grade 4.8 Steel, Zinc Plated, RoHS Fastener | 20589-10948-03573 11060-M4C20MXPSTZ6/7985 | FASTENAL COMPANY ANIXTER | STM
5597 | 6 | 6 |  | CTAComponent | 1010-M4C010-14 | 2 | Release | Each | 4.0 | Phillips Flat Head Screw, ISO 7046, M4-0.7, X10mm Long, Grade 4.8 Steel, Zinc Plated, RoHS Fastener | 20589-10948-03508 11060-M4C10MXFSTZ6/965A 24140-M4/10/KPSTMC/TC1/DIN965 | FASTENAL COMPANY ANIXTER TR FORMAC DIV OF TR FASTENINGS | STM
5598 | 6 | 5 |  | CTAComponent | 1010-M3C008-14 | 1 | Release | Each | 10.0 | Phillips Flat Head Screw, ISO 7046, M3-0.5, X8mm Long, Grade 4.8 Steel, Zinc Plated, RoHS Fastener | 20589-10948-03502 11060-M3C8MXFSTZ6/965A | FASTENAL COMPANY ANIXTER | STM
5599 | 6 | 3 |  | CTAComponent | 1007-M4C010-14 | 2 | Release | Each | 4.0 | Phillips Pan Head Screw, ISO 7045, M4-0.7, X10mm Long, Grade 4.8 Steel, Zinc Plated, RoHS Fastener | 11060-M4C10MXPSTZ6/7985 20589-10948-03570 24140-M4/10/PPSTMC/TC1/ISO7045 | ANIXTER FASTENAL COMPANY TR FORMAC DIV OF TR FASTENINGS | STM
5600 | 6 | 8 |  | CTAComponent | 2000-M4-03 | 3 | Release | Each | 4.0 | FLAT WASHER - NORMAL SERIES, ISO 7089, M4 CLASS 200H STEEL, ZINC PLATED RoHS FASTENER | 24140-M4/-/PWSTWA/TC1/DIN125 10487-2000-M4-03 A0996-BN 343 M4 CR6+FREE 24432-11103691 11060-M4NWSFSTZ6/125ATP | TR FORMAC DIV OF TR FASTENINGS OHTA BOSSARD FASTENAL ANIXTER | STM
5601 | 6 | 9 |  | CTAComponent | 2106-M3-05 | 2 | Release | Each | 41.0 | Spring Lock Washer with Flat Ends JIS B1251, M3, Spring Steel, Zinc Plated, Rohs Fastener | 24140-MEP M3/SPSTWA/TC1D/JIS B1251 | TR FORMAC DIV OF TR FASTENINGS | STM
5602 | 6 | 7 |  | CTAComponent | 2000-M3-03 | 2 | Release | Each | 41.0 | WASHER PLAIN - LARGE 3.2 MM 7 MM , HV200, Steel, Zinc plate RoHS Washer | 10487-2000-M3-03 23983-6083737 24140-200-M3-03 | OHTA BOSSARD CHINA TR FORMAC DIV OF TR FASTENINGS | STM
5603 | 6 | 11 |  | CTAAssembly | 5437160 | 3 | Release | Each | 1.0 | Contrast ADJ. assembly |  |  | CCX
5604 | 6 | 13 |  | CTAComponent | 5440049 | 2 | Release | Each | 13.0 | PS800R SID Lift Button |  |  | CCX
5605 | 6 | 12 |  | CTAAssembly | 5438501 | 2 | Release | Each | 1.0 | Console MIC ADJ. assembly |  |  | CCX
5606 | 6 | 10 |  | CTAAssembly | 5437157 | 3 | Release | Each | 1.0 | Brightenss ADJ. assembly |  |  | CCX
5607 | 6 | 15 |  | CTAComponent | 5441110 | 4 | Release | Each | 1.0 | SID 120 Cover |  |  | CCX
5608 | 6 | 18 |  | CTAComponent | 5445221 | 4 | Release | Each | 2.0 | Potentiometer Cup |  |  | CCX
5609 | 6 | 16 |  | CTAComponent | 5441932 | 1 | Release | Each | 1.0 | Emergency Stop Bracket |  |  | CCX
5610 | 6 | 14 |  | CTAComponent | 5441109 | 5 | Release | Each | 1.0 | Panel cover |  |  | CCX
5611 | 6 | 20 |  | CTAComponent | 5445992 | 2 | Release | Each | 2.0 | resistor |  |  | CCX
5612 | 6 | 17 |  | CTAComponent | 5498232 | 1 | Release | Each | 2.0 | Tilting handle bracket |  |  | CCX
5613 | 6 | 19 |  | CTAComponent | 5445970 | 3 | Release | Each | 1.0 | SID 105 Cover |  |  | CCX
5614 | 6 | 21 |  | CTAComponent | 5449182 | 6 | Release | Each | 1.0 | SPK key cover |  |  | CCX
5615 | 6 | 24 |  | CTAComponent | 5451203 | 4 | Release | Each | 1.0 | SID 150 Cover |  |  | CCX
5616 | 6 | 23 |  | CTAComponent | 5450433 | 2 | Release | Each | 1.0 | X-ray CONTROL Lever |  |  | CCX
5617 | 6 | 25 |  | CTAComponent | 5498231 | 1 | Release | Each | 2.0 | Key bracket |  |  | CCX
5618 | 6 | 22 |  | CTAComponent | 5449183 | 1 | Release | Each | 1.0 | Potentiometer Bracket |  |  | CCX
5619 | 6 | 27 |  | CTAComponent | 5456188 | 1 | Release | Each | 2.0 | Knob Bracket |  |  | CCX
5620 | 6 | 26 |  | CTAComponent | 5454583 | 1 | Release | Each | 2.0 | Tilting Handle |  |  | CCX
5621 | 6 | 32 |  | CTAComponent | 5461565 | 2 | Release | Each | 2.0 | ROTARY SWITCH |  |  | CCX
5622 | 6 | 30 |  | CTAComponent | 5460817 | 2 | Release | Each | 1.0 | Panel cover film |  |  | HLE
5623 | 6 | 31 |  | CTAComponent | 5460818 | 1 | Release | Each | 2.0 | Tilting Handle base |  |  | CCX
5624 | 6 | 29 |  | CTAComponent | 5459997 | 1 | Release | Each | 2.0 | Cable bundler |  |  | CCX
5625 | 6 | 28 |  | CTAComponent | 5498230 | 1 | Release | Each | 1.0 | Handle bracket |  |  | CCX
5626 | 6 | 34 |  | CTAAssembly | 5473933 | 5 | Release | Each | 1.0 | TDSP Board Assembly |  |  | CCX
5627 | 7 | 1 |  | CTASoftware | 5474005 | 1 | Release | Each | 1.0 | Precision THUNIS-800+ TDSP Firmware |  |  | HLE
5628 | 7 | 2 |  | CTACircuitBoard | 5446243 | 4 | Release | Each | 1.0 | Precision THUNIS-800+ TDSP Board PWA |  |  | CCX
5629 | 8 |  | J1,J3 | CTAOOC | 2213607 | 7 | Standard | Each | 2.0 | CONNEC SUBD 9C PWB STR PLUG+440LK | 10099-09 65 161 5713 00214-D09P24A6GV00LF | HARTING FCI | STE
5630 | 8 |  | FL10,FL11 | CTAComponent | 5482604 | 1 | Release | Each | 2.0 | CHIP EMIFIL Capacitor Type |  |  | HLE
5631 | 8 |  | 1LD-3LD | CTAOOC | 2410071 | 1 | Not Recommended | Each | 3.0 | LED 7 SEGMENT DISPLAY COMMON ANODE GREEN. WARNING: Unknown Whisker Risk | 00941 HDSP-A901 11520 LTS-3861G-H1 | AVAGO TECHNOLOGIES LITE-ON | STE
5632 | 8 |  | U33 | CTAOOC | 5135116-3 | 1 | Standard | Each | 1.0 | PROGRAMMABLE CPLD, 2210 LOGIC ELEMENTS, MAX_II, 1.5-3.3V I_O VOLTAGE, 2.5-3.3V SUPPLY, 204 IO PINS, FBGA 256 | 10208-EPM2210F256C5N | ALTERA | STE
5633 | 8 |  | 1FSCN,335CN-338CN,EM_STOP_CN | CTAOOC | 5122576 | 2 | Not Recommended | Each | 6.0 | CONNECTOR 2.54MM AMPMODU, 1X4POS HEADER, STRAIGHT, SHROUDED , 0.8um GOLD, PWB2.4. WARNING: Unknown Whisker Risk | 18996-280371-3 | TE CONNECTIVITY | STE
5634 | 8 |  | C124 | CTAOOC | 2385569-5 | 3 | Standard | Each | 1.0 | CAPACITOR CERAMIC, X5R, 10UF, 10Percent, 25V, SMD 1210 | 03041-C3225X5R1E106K 08390-C1210C106K3PAC 19214-CM32X5R106K25A 19214-12103D106KAT 03041-C3225X5R1E106K250AA | TDK KEMET AVX/KYOCERA AVX/KYOCERA TDK | STE
5635 | 8 | 1 |  | CTACircuitBoard | 5436150 | 1 | Release | Each | 1.0 | PWB for Precision THUNIS-800+ TDSP Board |  |  | HLE
5636 | 8 |  | R55-R61,R68-R72,R190-R192,R222-R230 | CTAOOC | 2285457-25 | 1 | Standard | Each | 24.0 | RESISTOR 1k OHMS 5 % 500m WATTS | 02254-MCR50JZHJ102 00006-WCR2010LF102J 18981-CRCW20101K00JNE 11962-RC2010JK-071KL 06725-RK73B2HTTE102J | ROHM IRC VISHAY YAGEO KOA | STE
5637 | 8 |  | C8,C13 | CTAOOC | 46-302742P8 | 3 | Standard | Each | 2.0 | CAPACITOR FIXED 1u FARADS 35 VOLTS .138L .110W .075H 3528 SURFACE MOUNT DEVICE | 18981-293D105X9035B2TE3 08390-T491B105K035AT | VISHAY KEMET | STE
5638 | 8 |  | CR3-CR9 | CTAOOC | 5391885 | 1 | Restricted | Each | 7.0 | PROTECTION TRANSIENT SUPPRESSOR, 300W, 24V, SOT23-6 | 21202-SMS24C.TCT | SEMTECH | STE
5639 | 8 |  | DS5-DS7,DS11 | CTAOOC | 5453565 | 1 | Restricted | Each | 4.0 | LED YELLOW, STRAIGHT, 2 PER PKG, 8.89 MM X 8.89 MM | 22942-HLMP-2755 | AVAGO | STE
5640 | 8 |  | U3,U5,U8,U9,U13,U14 | CTAOOC | 2364058-4 | 1 | Standard | Each | 6.0 | I.C PHOTOCOUP X4 SOL16 4.4MM | 18981-TCMT4100 22942-ACPL-247-560E | VISHAY AVAGO | STE
5641 | 8 |  | 331CN-333CN | CTAOOC | 46-221703P17 | 4 | Restricted | Each | 3.0 | CONNECTOR, 2.54MM, 2X25POS, STRAIGHT, LONG LATCHES, 4-WALL AMP PART IS RESTRICTED DUE TO THE FACT THAT IT REQUIRES A .250 LONG SCREW TO RETAIN IT. | 00266-N3433-6303RB | 3M (MINNESOTA MINING MFG) | STE
5642 | 8 |  | S3-S5, S7-S14 | CTAComponent | 5446770 | 1 | Release | Each | 11.0 | short-travel keyswitch |  |  | HLE
5643 | 8 |  | R54,R62-R67,R73-R93,R98,R170,R175,R180,R181,R200,R204-R206,R218,R220,R221,R231-R244 | CTAOOC | 5312051-10 | 1 | Restricted | Each | 54.0 | RESISTOR 1K, 0.1PERCENT, 0.25W, 25PPM, 1206 | 18981-TNPW12061K00BEEA 06725-RN73H2BTTD1001B25 11962-RT1206BRD071KL 05498-BLU1206-1001-BT25W | VISHAY KOA YAGEO RCD COMPONENTS INC. | STE
5644 | 8 |  | R99,R106-R109,R117,R118,R125,R126,R139,R140,R142-R147,R151-R159,R211 | CTAOOC | 5245267-2 | 2 | Restricted | Each | 27.0 | RESISTOR 33 OHM, NON-MAGNETIC, 2 PERCENT, 100MW, FILM, 100PPM, 0603 | 23828-CHR0603 33 OHM +-2% | SRT RESISTOR TECHNOLOGY GMBH | STE
5645 | 8 |  | R193 | CTAOOC | 5160167 | 2 | Standard | Each | 1.0 | RESISTOR, 0R, THICK FILM, 2512, 2A, 0.05 OHM | 18981-CRCW25120000Z0E 11962-RC2512JK-070RL 06725-RK73Z3AT 02254-MCR100JZHJ000 | VISHAY YAGEO KOA ROHM | STE
5646 | 8 |  | J2 | CTAOOC | 2106009-6 | 1 | Restricted | Each | 1.0 | CONNEC LOW-PROF TRANSI 10C HEAD STR | 01940 821-A010P-AM-A00 00214-75869-101LF 00266-N2510-6002RB 10099-09 18 510 6324 18996-5103308-1 | AMPHENOL FCI 3M (MINNESOTA MINING MFG) HARTING TE CONNECTIVITY | STE
5647 | 8 |  | U2,U6,U17-U22 | CTAOOC | 2111738-3 | 1 | Restricted | Each | 8.0 | DARLINGTON ARRAY,8 CHANNEL,OPEN COLLECTOR,50V,500MA,SOL18 | 00495-ULN2803ADW | TEXAS INSTRUMENTS | STE
5648 | 8 |  | R210 | CTAOOC | 46-312792P18 | 2 | Standard | Each | 1.0 | RESISTOR 10 OHMS 1 PERCENT .125 WATTS SURFACE MOUNTING 100PPM/DEG C 100V L .079 W .050 T .018 | 18981-CRCW080510R0FKE 11962-RC0805FR-0710RL 05498-MC080510R0FTW 00006-WCR0805LF10R0F | VISHAY YAGEO RCD COMPONENTS INC. IRC | STE
5649 | 8 |  | R100 | CTAOOC | 46-312792P11 | 4 | Standard | Each | 1.0 | RESISTOR 2k OHMS 1 % .125 WATTS 100V 100PPM/C | 18981-CRCW08052K00FKE 11623-NRC10F2001TRF 00006-WCR0805LF2001F 06725-RK73H2ATTD2001F 05498-MC08052001FTW | VISHAY NIC COMPONENTS CORPORATION IRC KOA RCD COMPONENTS INC. | STE
5650 | 8 |  | R9-R24,R29-R36,R38-R46,R97,R101-R105,R110,R111,R113-R116,R119-R124,R127-R138,R141,R171-R174,R176-R179,R182-R185,R212 | CTAOOC | 46-312792P13 | 4 | Standard | Each | 77.0 | RESISTOR 1k OHMS 1 PERCENT .125 WATTS 0805 CASE SIZE | 11623-NRC10F1001TRF 05498-MC08051001FTW 18981-CRCW08051K00FKE 06725-RK73H2ATTD1001F 00006-WCR0805LF1001F | NIC COMPONENTS CORPORATION RCD COMPONENTS INC. VISHAY KOA IRC | STE
5651 | 8 |  | R1-R8,R25-R28,R160-R169,R194-R199,R201-R203,R219 | CTAOOC | 46-312792P16 | 4 | Standard | Each | 32.0 | RESISTOR 332 OHMS 1 % .125 WATTS 100V 0805 CASE SIZE THICK FILM +-100 PPM/C | 06725-RK73H2ATTD3320F 05498-MC08053320FTW 18981-CRCW0805332RFKE 00006-WCR0805LF3320F | KOA RCD COMPONENTS INC. VISHAY IRC | STE
5652 | 8 |  | R94-R96,R112,R186-R189 | CTAOOC | 46-312792P7 | 4 | Standard | Each | 8.0 | RESISTOR 10k OHMS 1 PERCENT .125 WATTS SURFACE MOUNTING 0805 PACKAGE 100 PPM/DEGREE C 100V L .079 W .050 T .018 | 11623-NRC10F1002TRF 05498-MC08051002FTW 18981-CRCW080510K0FKE 00006-WCR0805LF1002F 06725-RK73H2ATTD1002F | NIC COMPONENTS CORPORATION RCD COMPONENTS INC. VISHAY IRC KOA | STE
5653 | 8 |  | D3 | CTAOOC | 46-311083P2 | 3 | Standard | Each | 1.0 | BAV70 SWITCHING DIODE DUAL SER SW VR-70V VF-1.25V 200 MA SOT23 | 18846-BAV70LT1G 18889-BAV 70 E6327 18889-BAV70E6327HTSA1 | ON SEMICONDUCTOR INFINEON TECHNOLOGIES AG INFINEON TECHNOLOGIES AG | STE
5654 | 8 |  | C6,C9-C12,C14-C19,C21,C23-C30,C71-C73,C78-C88,C91-C121 | CTAOOC | 2187107-6 | 3 | Not Recommended | Each | 65.0 | CAPACITOR FIXED .1u FARADS 50 VOLTS | 08390 C0805C104K5RAC 07945-CL21B104KBCNNNC | KEMET SAMSUNG | STE
5655 | 8 |  | C33 | CTAOOC | 2187107-10 | 2 | Standard | Each | 1.0 | CAPACITOR CERAMIC X7R, 1UF 10Percent, 16V, SMD 0805 | 02862-GRM21BR71C105KA01 19214-0805YC105KAT | MURATA AVX/KYOCERA | STE
5656 | 8 |  | C1-C3 | CTAOOC | 2187107-11 | 1 | Standard | Each | 3.0 | CAPACITOR FIXED .027u FARADS 50 VOLT 10% TOLERANCE; 0805 CASE SIZE; X7R | 19214 08055C273KAT 08390 C0805C273K5RAC 18981-VJ0805Y273KXA 11623-NMC0805X7R273K50TRPF 02862-GRM219R71H273KA01 | AVX/KYOCERA KEMET VISHAY NIC COMPONENTS CORPORATION MURATA | STE
5657 | 8 |  | U7 | CTAOOC | 2154023 | 2 | Standard | Each | 1.0 | INT DRIVER LIGN 26C31 SO16 .15 SMD | 00036-DS26C31TM NOPB 00495-AM26C31IDE4 00495-DS26C31TM NOPB | NATIONAL SEMICONDUCTOR TEXAS INSTRUMENTS TEXAS INSTRUMENTS | STE
5658 | 8 |  | C4,C62-C70,C74-C77 | CTAOOC | 2187107-3 | 1 | Standard | Each | 14.0 | CAPACITOR FIXED .01u FARADS 50 VOLTS | 08390 C0805C103K5RAC 19214-08055C103KAT | KEMET AVX/KYOCERA | STE
5659 | 8 |  | J4 | CTAOOC | 2115384-2 | 2 | Standard | Each | 1.0 | FASTON TAB, 6.3X0.8MM, STRAIGHT, 5.08MM PITCH, PWB3.2, TINNED | 04947-1287 18996-1217056-1 | KEYSTONE ELECTRONICS CORP TE CONNECTIVITY | STE
5660 | 8 |  | 334CN | CTAOOC | 2227700-6 | 4 | Standard | Each | 1.0 | CONNECT TRANSIT+LATCH 40C HEADER STR | 00214-71918-140LF 00266-N3432-6302RB 18996-5499206-9 10099-09 18 540 5904 | FCI 3M (MINNESOTA MINING MFG) TE CONNECTIVITY HARTING | STE
5661 | 8 |  | TP4-TP9 | CTAOOC | 2233921 | 2 | Standard | Each | 6.0 | TEST POINT, SMD 1005 | 04947 5015 ZZC70-TP-108-02-1-T | KEYSTONE ELECTRONICS CORP COMPONENTS CORPORATION | STE
5662 | 8 |  | C7,C20,C22,C32,C34-C40,C42,C44,C46,C48-C61,C125-C128 | CTAOOC | 2235239-6 | 2 | Standard | Each | 32.0 | CAPACITOR X7R 100NF 10% 16V 0603 | 08390 C0603C104K4RAC 18981-VJ0603Y104KXJ 11962-CC0603KRX7R7BB104 19214-0603YC104KAT | KEMET VISHAY YAGEO AVX/KYOCERA | STE
5663 | 8 |  | R207-R209,R213-R217 | CTAOOC | 2236238 | 2 | Standard | Each | 8.0 | RESISTOR, 0 OHM, THICK FILM, 0603, 1A, 0.05 OHM MAX | 02254-MCR03EZPJ000 18981-CRCW06030000Z0E 00078-CR0603J/000ELF 05498-ZC0603TW 06725-RK73Z1JT 11962-RC0603JR-070RL | ROHM VISHAY BOURNS RCD COMPONENTS INC. KOA YAGEO | STE
5664 | 8 |  | D1,D2,D4-D15 | CTAOOC | 2212279 | 2 | Standard | Each | 14.0 | DIODE, RECTIFIER, 200V 2A, SMB PACKAGE | 00124-STTH2R02U 18981-ES2D-E3/52T | ST MICROELECTRONICS VISHAY | STE
5665 | 8 |  | C89,C90 | CTAOOC | 2212396-6 | 1 | Restricted | Each | 2.0 | CAPACITOR FIXED 100u FARADS 50 VOLTS ALUMINUM ELECTROLYTIC SMT 10X10MM | 06533-UWS1H101MCL1GS | NICHICON CORPORATION | STE
5666 | 8 |  | U1,U15,U16 | CTAOOC | 2211252-15 | 2 | Standard | Each | 3.0 | LOGIC 74AHC-VHC373 TSSOP20 | 18846-MC74VHC373DTR2G 00495-SN74AHC373PWG4 | ON SEMICONDUCTOR TEXAS INSTRUMENTS | STE
5667 | 8 |  | U26 | CTAOOC | 2211252-5 | 4 | Standard | Each | 1.0 | LOGIC 74AHC-VHC14 TSSOP14 | 00495-SN74AHC14PWG4 18846-MC74VHC14DTG 00495-SN74AHC14PWE4 00495 SN74AHC14PW | TEXAS INSTRUMENTS ON SEMICONDUCTOR TEXAS INSTRUMENTS TEXAS INSTRUMENTS | STE
5668 | 8 |  | DS1-DS4,DS8-DS10,DS12-DS16 | CTAOOC | 2279219-2 | 1 | Standard | Each | 12.0 | LED GREEN LTST-C190G 0603 SMD | 18802 AP1608SGC 00941 HSMG-C190 11520 LTST-C190GKT 09050 PG1111C | KINGBRIGHT AVAGO TECHNOLOGIES LITE-ON STANLEY ELECTRIC CO LTD | STE
5669 | 8 |  | Y1 | CTAOOC | 2304499-20 | 4 | Standard | Each | 1.0 | CRYSTAL OSCILLATOR 12.288 MHZ, 3.3VOLTS, TTL_CMOS, 50PPM FREQ TOLERANCE, 5X7.5 BODY SIZE | 19133-EC2645TTS-12.288M 19214-KC7050C-12.2880-C30E00 05968-S1803B-12.2880 20038-124-12.288-1 05968-S1613B-12.2880 11718-CO4305S-12.288-T | ECLIPTEK AVX/KYOCERA PERICOM, FORMERLY SARONIX FOX ELECTRONICS PERICOM, FORMERLY SARONIX RALTRON (FORMERLY SHOWA) | STE
5670 | 8 |  | FL1-FL9,FL12-FL14 | CTAOOC | 2306384-4 | 1 | Restricted | Each | 12.0 | FERRITE BEAD 1000 OHM at 100 MHZ 400 MA RATING, 0603 PACKAGE | 02862 BLM18AG102SN1 | MURATA | STE
5671 | 8 |  | S1 | CTAOOC | 2253364-2 | 3 | Not Recommended | Each | 1.0 | SURFACE MOUNT DIP SWITCH, 4 POSITION GULL WING WITH POLYIMIDE TAPE SEAL MACHINE-INSERTABLE. WARNING: Unknown Whisker Risk | 05229-90HBW04PRT 00031-219004MST | GRAYHILL CTS CORP | STE
5672 | 8 |  | U4,U10-U12 | CTAOOC | 2274393-3 | 3 | Standard | Each | 4.0 | IC, RECEIVER RS422, QUAD, 3.3V, 1 ENABLE, AM26LV32, SO16, 85C | 00495-AM26LV32IDE4 00036-DS26LV32ATM NOPB 00495-DS26LV32ATM NOPB | TEXAS INSTRUMENTS NATIONAL SEMICONDUCTOR TEXAS INSTRUMENTS | STE
5673 | 8 |  | U25 | CTAOOC | 2274500-2 | 1 | Standard | Each | 1.0 | LOGIC INTERFACE RS-232 DRIVER-RECEIVER TSSOP 3 TO 5 V SUPPLY WITH ESD PROTECTION | 00495-MAX3232CPWE4 00124-ST3232ECTR 01649-ADM3202ARUZ | TEXAS INSTRUMENTS ST MICROELECTRONICS ANALOG DEVICES | STE
5674 | 8 |  | U23,U24 | CTAOOC | 2246237-2 | 3 | Standard | Each | 2.0 | DRIVER-RECEIVER UART WITH 16 BYTE FIFO 3.3-5V SUPPLY, 48-TQFP NOTE ONLY TI PART HAS AUTOFLOW CNTRL | 00495-TL16C550CPTG4 ZZE10-ST16C550CQ48-F | TEXAS INSTRUMENTS EXAR | STE
5675 | 8 |  | C5,C31,C41,C43,C45,C47 | CTAOOC | 2240282-15 | 2 | Standard | Each | 6.0 | CAPACITOR CERAMIC, X7R, 10UF, 10Percent, 16V, SMD 1206 | 03041-C3216X7R1C106K 08390-C1206C106K4RAC 11962-CC1206KKX7R7BB106 03041-C3216X7R1C106K160AC | TDK KEMET YAGEO TDK | STE
5676 | 8 |  | VR1 | CTAOOC | 2334692 | 1 | Restricted | Each | 1.0 | REGULATOR 3.3V OUTPUT LOW DROPOUT ANYCAP, 1.5A OUTPUT, SOT-223 | 01649-ADP3339AKCZ-3.3 | ANALOG DEVICES, INC. | STE
5677 | 6 | 33 |  | CTAAssembly | 5462310 | 2 | Release | Each | 1.0 | Console SPK ADJ. assembly |  |  | CCX
5678 | 6 | 35 |  | CTAComponent | 5482603 | 3 | Release | Each | 1.0 | Voice enable button |  |  | CCX
5679 | 6 | 37 |  | CTAComponent | C2106-M4-02 | 3 | Release | Each | 4.0 | Spring Lock Washer, M4, Zinc plated, Rohs Fastener | 24140-C2106-M4-02 | TR FORMAC DIV OF TR FASTENINGS | HLE
5680 | 6 | 38 |  | CTAComponent | 5498234 | 1 | Release | Each | 1.0 | Button washer |  |  | CCX
5681 | 6 | 36 |  | CTAComponent | 5491249 | 1 | Release | Each | 1.0 | Left knob bracket |  |  | CCX
5682 | 5 | 10 |  | ECCCollectorPart | 5479476 | 3 | Release | Each | 1.0 | Desk label collector |  |  | CCX
5683 | 5 | 9 |  | CTAComponent | 5491248 | 1 | Release | Each | 2.0 | Right washer |  |  | CCX
5684 | 5 | 8 |  | CTAComponent | 5491247 | 1 | Release | Each | 2.0 | Left washer |  |  | CCX
5685 | 5 | 11 |  | CTAComponent | 5120929 | 2 | Release | Each | 1.0 | Storm Console keyboard bracket |  |  | CCX
5686 | 5 | 12 |  | CTAComponent | 5161171 | 2 | Release | Each | 2.0 | Cable screw | 20284-5161171 | BOSSARD LTD. FASTENERS | HLE
5687 | 4 | 5 |  | CTAComponent | 5461759 | 1 | Release | Each | 40.0 | NYLON BINDING TIE CLAMP KSS CV-180 tie wrap 180x3.6mm Max Bundle Dia 46mm |  |  | HLE
5688 | 4 | 3 |  | ECCCollectorPart | 5452094 | 3 | Release | Each | 1.0 | Console cable collector |  |  | HLE
5689 | 5 | 11 |  | CTAComponent | 5451796 | 3 | Release | Each | 1.0 | Cabinet Interface Board Power Cable |  |  | CCX
5690 | 5 | 10 |  | CTAComponent | 5437756 | 1 | Release | Each | 1.0 | Cabinet door ground cable |  |  | HLE
5691 | 5 | 7 |  | CTAComponent | 5454302 | 2 | Release | Each | 1.0 | Console DSA LVDS Convert Cable |  |  | HLE
5692 | 5 | 6 |  | CTAComponent | 5455121 | 1 | Release | Each | 1.0 | Console DSA SYNC SIGNAL CABLE |  |  | HLE
5693 | 5 | 13 |  | CTAComponent | 5456161 | 2 | Release | Each | 1.0 | Cabinet PCU Real-time Control Cable |  |  | HLE
5694 | 5 | 12 |  | CTAComponent | 5456928 | 1 | Release | Each | 1.0 | Cabinet PCU ground cable |  |  | HLE
5695 | 5 | 5 |  | CTAComponent | 5455126 | 1 | Release | Each | 1.0 | Console DSA 1750 Card RT Control Cable |  |  | HLE
5696 | 5 | 1 |  | CTAComponent | 5453651 | 2 | Release | Each | 1.0 | Console Image Monitor Power Cable |  |  | CCX
5697 | 5 | 2 |  | CTAComponent | 5461517 | 1 | Release | Each | 1.0 | Console Workstation Power Cable |  |  | HLE
5698 | 5 | 4 |  | CTAComponent | 5446734 | 2 | Release | Each | 1.0 | Console Camera Link Cable |  |  | HLE
5699 | 5 | 3 |  | CTAComponent | 5455343 | 3 | Release | Each | 1.0 | Console Workstation-Gen Console COM Cable |  |  | CCX
5700 | 5 | 9 |  | CTAComponent | 5439492 | 3 | Release | Each | 1.0 | Console IF board-Gen console COM Cable |  |  | CCX
5701 | 5 | 8 |  | CTAComponent | 5443331 | 1 | Release | Each | 1.0 | Console PCU Communication Cable |  |  | HLE
5702 | 4 | 2 |  | ECCCollectorPart | 5444848 | 5 | Release | Each | 1.0 | Console cabinet assembly |  |  | CCX
5703 | 5 | 9 |  | CTAComponent | 2000-M4-03 | 3 | Release | Each | 1.0 | FLAT WASHER - NORMAL SERIES, ISO 7089, M4 CLASS 200H STEEL, ZINC PLATED RoHS FASTENER | 24140-M4/-/PWSTWA/TC1/DIN125 10487-2000-M4-03 A0996-BN 343 M4 CR6+FREE 24432-11103691 11060-M4NWSFSTZ6/125ATP | TR FORMAC DIV OF TR FASTENINGS OHTA BOSSARD FASTENAL ANIXTER | STM
5704 | 5 | 5 |  | CTAAssembly | 5445960 | 6 | Release | Each | 1.0 | Digital image subsystem |  |  | CCX
5705 | 6 | 4 |  | CTAComponent | 5460013 | 1 | Release | Each | 1.0 | Console Digital box Image Converter Board Power Cable |  |  | HLE
5706 | 6 | 6 |  | ECCCollectorPart | 5448915 | 3 | Release | Each | 1.0 | Software CD for Precision THUNIS-800+ RF system |  |  | CCX
5707 | 7 | 1 |  | CTAComponent | 5474003 | 3 | Release | Each | 1.0 | APR TST |  |  | CCX
5708 | 6 | 2 |  | CTAComponent | 5121183-ROHS | 2 | Release | Each | 1.0 | Digital image converting board |  |  | CCX
5709 | 6 | 5 |  | CTAComponent | 5440284 | 1 | Release | Each | 1.0 | Console Digital box Image Converter BNC Signal Cable |  |  | HLE
5710 | 6 | 1 |  | CTAAssembly | 5460503 | 4 | Release | Each | 1.0 | Digital box |  |  | CCX
5711 | 7 | 4 |  | CTAComponent | 5121177-ROHS | 2 | Release | Each | 1.0 | Image frame grabber |  |  | CCX
5712 | 7 | 1 |  | CTAComponent | 5440791 | 2 | Release | Each | 1.0 | USB mouse |  |  | CCX
5713 | 7 | 2 |  | CTAComponent | 5443246 | 3 | Release | Each | 1.0 | USB keyboard |  |  | CCX
5714 | 7 | 5 |  | CTAAssembly | 5458231 | 2 | Release | Each | 1.0 | Workstation x86 PC |  |  | CCX
5715 | 7 | 3 |  | CTAComponent | 5121174-ROHS | 2 | Release | Each | 1.0 | 1750 PCI Digital IO Card |  |  | CCX
5716 | 5 | 2 |  | CTAAssembly | 5438415 | 5 | Release | Each | 1.0 | Console cabinet |  |  | CCX
5717 | 6 | 2 |  | CTAComponent | 1007-M4C016-14 | 1 | Release | Each | 2.0 | Phillips Pan Head Screw, ISO 7045, M4-0.7, X16mm Long, Grade 4.8 Steel, Zinc Plated, RoHS Fastener | 20589-10948-03572 11060-M4C16MXPSTZ6/7985 | FASTENAL COMPANY ANIXTER | STM
5718 | 6 | 3 |  | CTAComponent | 2000-M4-03 | 3 | Release | Each | 7.0 | FLAT WASHER - NORMAL SERIES, ISO 7089, M4 CLASS 200H STEEL, ZINC PLATED RoHS FASTENER | 24140-M4/-/PWSTWA/TC1/DIN125 10487-2000-M4-03 A0996-BN 343 M4 CR6+FREE 24432-11103691 11060-M4NWSFSTZ6/125ATP | TR FORMAC DIV OF TR FASTENINGS OHTA BOSSARD FASTENAL ANIXTER | STM
5719 | 6 | 1 |  | CTAComponent | 1007-M4C010-14 | 2 | Release | Each | 5.0 | Phillips Pan Head Screw, ISO 7045, M4-0.7, X10mm Long, Grade 4.8 Steel, Zinc Plated, RoHS Fastener | 11060-M4C10MXPSTZ6/7985 20589-10948-03570 24140-M4/10/PPSTMC/TC1/ISO7045 | ANIXTER FASTENAL COMPANY TR FORMAC DIV OF TR FASTENINGS | STM
5720 | 6 | 8 |  | CTAComponent | 5445416-4 | 1 | Release | Each | 1.0 | AVID PRODUCTS STEEL P-CLAMP or R-clamp DIA9.5, WIDE12.7,19243-SCP-6-325-265 |  |  | HLE
5721 | 6 | 7 |  | CTAComponent | 5445416-2 | 1 | Release | Each | 2.0 | AVID PRODUCTS STEEL P-CLAMP or R-clamp DIA6.4, WIDE9.7, 19243-SCP-4-323-203 |  |  | HLE
5722 | 6 | 5 |  | CTAComponent | 5438742 | 2 | Release | Each | 2.0 | Fuse Holder |  |  | CCX
5723 | 6 | 6 |  | CTAComponent | 5440286 | 2 | Release | Each | 1.0 | terminal board |  |  | CCX
5724 | 6 | 4 |  | CTAComponent | 5168929 | 1 | Release | Each | 3.0 | copper socket |  |  | HLE
5725 | 6 | 10 |  | CTAComponent | C2106-M4-02 | 3 | Release | Each | 7.0 | Spring Lock Washer, M4, Zinc plated, Rohs Fastener | 24140-C2106-M4-02 | TR FORMAC DIV OF TR FASTENINGS | HLE
5726 | 6 | 9 |  | CTAAssembly | 5459476 | 3 | Release | Each | 1.0 | Cabinet box |  |  | CCX
5727 | 7 | 2 |  | CTAComponent | 1007-M2C006-14 | 1 | Release | Each | 4.0 | Phillips Pan Head Screw, ISO 7045, M2-0.4, X6mm Long, Grade 4.8 Steel, Zinc Plated, RoHS Fastener | 20589-10948-03557 11060-M2C6MXPSTZ6/7985 | FASTENAL COMPANY ANIXTER | STM
5728 | 7 | 3 |  | CTAComponent | 1007-M4C010-14 | 2 | Release | Each | 70.0 | Phillips Pan Head Screw, ISO 7045, M4-0.7, X10mm Long, Grade 4.8 Steel, Zinc Plated, RoHS Fastener | 11060-M4C10MXPSTZ6/7985 20589-10948-03570 24140-M4/10/PPSTMC/TC1/ISO7045 | ANIXTER FASTENAL COMPANY TR FORMAC DIV OF TR FASTENINGS | STM
5729 | 7 | 4 |  | CTAComponent | 1007-M6C012-14 | 1 | Release | Each | 1.0 | Phillips Pan Head Screw, ISO 7045, M6-1, X12mm Long, Grade 4.8 Steel, Zinc Plated, RoHS Fastener | 20589-10948-03583 11060-M6C12MXPSTZ6/7985 | FASTENAL COMPANY ANIXTER | STM
5730 | 7 | 1 |  | CTAComponent | 1000-M6C020-04 | 4 | Release | Each | 4.0 | Hexagon Socket Head Cap Screw, M6-1, X20mm Long, Grade 8.8 Steel, Zinc Plated, RoHS Fastener | 11060-M6C20KCSC9Z6/912 10487-1000-M6C020-04 24140-M6/20/SOHTCS/TC1D/DIN912 20589-10948-03240 A0996-BN 4 M6 x 20mm CR6+FREE | ANIXTER OHTA TR FORMAC DIV OF TR FASTENINGS FASTENAL COMPANY BOSSARD | STM
5731 | 7 | 6 |  | CTAComponent | 1010-M4C010-14 | 2 | Release | Each | 6.0 | Phillips Flat Head Screw, ISO 7046, M4-0.7, X10mm Long, Grade 4.8 Steel, Zinc Plated, RoHS Fastener | 20589-10948-03508 11060-M4C10MXFSTZ6/965A 24140-M4/10/KPSTMC/TC1/DIN965 | FASTENAL COMPANY ANIXTER TR FORMAC DIV OF TR FASTENINGS | STM
5732 | 7 | 8 |  | CTAComponent | 2000-M6-03 | 3 | Release | Each | 21.0 | Flat Washer, ISO7089, M6, Steel 200HV, Zinc Plated, RoHS Fastener | 20589-10948-03457 10487-2000-M6-03 11060-M6NWSFSTZ6/125ATP 24140-M6/-/PWSTWA/TC1/DIN125 | FASTENAL COMPANY OHTA ANIXTER TR FORMAC DIV OF TR FASTENINGS | STM
5733 | 7 | 7 |  | CTAComponent | 2000-M4-03 | 3 | Release | Each | 54.0 | FLAT WASHER - NORMAL SERIES, ISO 7089, M4 CLASS 200H STEEL, ZINC PLATED RoHS FASTENER | 24140-M4/-/PWSTWA/TC1/DIN125 10487-2000-M4-03 A0996-BN 343 M4 CR6+FREE 24432-11103691 11060-M4NWSFSTZ6/125ATP | TR FORMAC DIV OF TR FASTENINGS OHTA BOSSARD FASTENAL ANIXTER | STM
5734 | 7 | 5 |  | CTAComponent | 1010-M3C008-14 | 1 | Release | Each | 2.0 | Phillips Flat Head Screw, ISO 7046, M3-0.5, X8mm Long, Grade 4.8 Steel, Zinc Plated, RoHS Fastener | 20589-10948-03502 11060-M3C8MXFSTZ6/965A | FASTENAL COMPANY ANIXTER | STM
5735 | 7 | 9 |  | CTAComponent | 5439736 | 1 | Release | Each | 2.0 | Foot cable bundler |  |  | CCX
5736 | 7 | 14 |  | CTAComponent | 5449387 | 1 | Release | Each | 2.0 | Workstation limiter |  |  | CCX
5737 | 7 | 15 |  | CTAAssembly | 5449388 | 1 | Release | Each | 1.0 | Cabinet door |  |  | CCX
5738 | 8 | 1 |  | CTAComponent | 5441349 | 1 | Release | Each | 1.0 | Cabinet door cover |  |  | CCX
5739 | 8 | 2 |  | CTAComponent | 5457198 | 1 | Release | Each | 2.0 | Cabinet door holder |  |  | CCX
5740 | 7 | 12 |  | CTAComponent | 5446200 | 1 | Release | Each | 1.0 | Copper grounding bar |  |  | CCX
5741 | 7 | 10 |  | CTAComponent | 5440503 | 2 | Release | Each | 1.0 | Electric component bracket |  |  | CCX
5742 | 7 | 13 |  | CTAComponent | 5446201 | 2 | Release | Each | 2.0 | caster |  |  | CCX
5743 | 7 | 11 |  | CTAAssembly | 5499826 | 1 | Release | Each | 1.0 | Cabinet rear cover |  |  | CCX
5744 | 8 | 2 |  | CTAComponent | 5496758 | 1 | Release | Each | 1.0 | Cabinet rear cover rib |  |  | CCX
5745 | 8 | 1 |  | CTAComponent | 5450648 | 1 | Release | Each | 1.0 | Cabinet rear cover plate |  |  | CCX
5746 | 7 | 16 |  | CTAComponent | 5451426 | 2 | Release | Each | 2.0 | caster with brake |  |  | CCX
5747 | 7 | 17 |  | CTAComponent | 5452025 | 1 | Release | Each | 4.0 | Cable Gate |  |  | CCX
5748 | 7 | 18 |  | CTAComponent | 5454748 | 1 | Release | Each | 1.0 | Locking plate |  |  | CCX
5749 | 7 | 19 |  | CTAComponent | 5459475 | 1 | Release | Each | 1.0 | Top cable bundler |  |  | CCX
5750 | 7 | 21 |  | CTAComponent | 5462481 | 1 | Release | Each | 1.0 | Cabinet left cover plate |  |  | CCX
5751 | 7 | 23 |  | CTAComponent | 5491219 | 1 | Release | Each | 4.0 | pad |  |  | CCX
5752 | 7 | 22 |  | CTAComponent | 5491152 | 1 | Release | Each | 1.0 | Switch power bracket |  |  | CCX
5753 | 7 | 20 |  | CTAComponent | 5460240 | 2 | Release | Each | 1.0 | Lock |  |  | CCX
5754 | 7 | 24 |  | CTAAssembly | 5491221 | 3 | Release | Each | 1.0 | Cabinet frame |  |  | CCX
5755 | 8 | 1 |  | CTAComponent | 5437395 | 2 | Release | Each | 1.0 | Cabinet frame base |  |  | CCX
5756 | 8 | 3 |  | CTAComponent | 5449847 | 1 | Release | Each | 1.0 | Cabinet frame rear beam |  |  | CCX
5757 | 8 | 2 |  | CTAComponent | 5439738 | 1 | Release | Each | 1.0 | Cabinet frame front beam |  |  | CCX
5758 | 8 | 7 |  | CTAComponent | 5497941 | 1 | Release | Each | 18.0 | nut block for column |  |  | CCX
5759 | 8 | 6 |  | CTAComponent | 5497940 | 1 | Release | Each | 2.0 | nut block for column |  |  | CCX
5760 | 8 | 5 |  | CTAComponent | 5495367 | 2 | Release | Each | 1.0 | Workstation install base |  |  | CCX
5761 | 8 | 4 |  | CTAComponent | 5491226 | 1 | Release | Each | 2.0 | Caster install base |  |  | CCX
5762 | 8 | 8 |  | CTAComponent | 5500903 | 1 | Release | Each | 2.0 | PS800R cabinet caster install plate |  |  | CCX
5763 | 7 | 26 |  | CTAComponent | 5495366 | 1 | Release | Each | 1.0 | Door adjuster |  |  | CCX
5764 | 7 | 25 |  | CTAAssembly | 5491227 | 1 | Release | Each | 2.0 | Cabinet door bracket |  |  | CCX
5765 | 8 | 1 |  | CTAComponent | 5439737 | 1 | Release | Each | 1.0 | Cabinet door bracket base |  |  | CCX
5766 | 8 | 2 |  | CTAComponent | 5491233 | 1 | Release | Each | 1.0 | Cabinet door bracket connector |  |  | CCX
5767 | 8 | 3 |  | CTAComponent | 5491234 | 1 | Release | Each | 1.0 | Cabinet door shaft |  |  | CCX
5768 | 7 | 30 |  | CTAComponent | 1000-M6C014-04 | 1 | Release | Each | 16.0 | Hexagon Socket Head Cap Screw, M6-1, X14mm Long, Grade 8.8 Steel, Zinc Plated, RoHS Fastener | 10487-1000-M6C014-04 | OHTA | STM
5769 | 7 | 29 |  | CTAComponent | C2106-M6-02 | 3 | Release | Each | 21.0 | Spring Lock Washer, M6, Zinc plated, Rohs Fastener | 24140-C2106-M6-02 | TR FORMAC DIV OF TR FASTENINGS | HLE
5770 | 7 | 28 |  | CTAComponent | C2106-M4-02 | 3 | Release | Each | 54.0 | Spring Lock Washer, M4, Zinc plated, Rohs Fastener | 24140-C2106-M4-02 | TR FORMAC DIV OF TR FASTENINGS | HLE
5771 | 5 | 7 |  | CTAComponent | 5462293 | 2 | Release | Each | 1.0 | Switch Power |  |  | CCX
5772 | 5 | 11 |  | CTAComponent | C2106-M4-02 | 3 | Release | Each | 1.0 | Spring Lock Washer, M4, Zinc plated, Rohs Fastener | 24140-C2106-M4-02 | TR FORMAC DIV OF TR FASTENINGS | HLE
5773 | 5 | 10 |  | CTAComponent | 3000-M4C-04 | 5 | Release | Each | 1.0 | Hexagon Nut, ISO4032, M4-0.7, Grade 8 Steel, Zinc Plated, RoHS Fastener | 24140-M4/-/HFH8-/TC1D/DIN934 A0996-BN117 M4 CR6+FREE 20589-10948-03686 11060-M4CNFHC7Z6/934 | TR FORMAC DIV OF TR FASTENINGS BOSSARD FASTENAL COMPANY ANIXTER | STM
5774 | 5 | 6 |  | CTAComponent | 5452637 | 3 | Release | Each | 1.0 | Cabinet Power Harness |  |  | HLE
5775 | 5 | 1 |  | CTAComponent | 5132190 | 1 | Release | Each | 1.0 | Thales PCU and PCU power cable. For TH800 and TH800 |  |  | HLE
5776 | 5 | 8 |  | CTAAssembly | 5473934 | 5 | Release | Each | 1.0 | IF Board Assembly |  |  | CCX
5777 | 6 | 2 |  | CTACircuitBoard | 5436648 | 4 | Release | Each | 1.0 | Precision THUNIS-800+ IF board |  |  | CCX
5778 | 7 |  | C53 | CTAOOC | 2183937-3 | 2 | Standard | Each | 1.0 | CAPA TANT 2,2UF 10% 35V 3528 | 08390-T491B225K035AT 19214-TAJB225K035RNJ | KEMET AVX/KYOCERA | STE
5779 | 7 |  | J8, J10 | CTAOOC | 2137666-4 | 0 | Not Recommended | Each | 2.0 | CONNECTOR 5 CONTACTS 600 VOLTS 3 AMP SINGLE ROW .125~ STRAIGHT HEADER WITH POLARIZATION SLOTS | 01525 70545-0039 | MOLEX | CXR
5780 | 7 |  | J5 | CTAOOC | 2213608-2 | 6 | Standard | Each | 1.0 | CONNEC SUBD 15C PWB STR RECEP+440LK | 00214-D15S24A6GV00LF 10099-09 66 251 5513 | FCI HARTING | STE
5781 | 7 |  | C54 | CTAOOC | 2235239 | 3 | Standard | Each | 1.0 | CAPACITOR X7R 2.2NF 10 PERCENT 50V 0603 | 18981-VJ0603Y222KXA 11962-CC0603KRX7R9BB222 03041-C1608X7R1H222K | VISHAY YAGEO TDK | STE
5782 | 7 |  | J17 | CTAOOC | 2213608-3 | 7 | Standard | Each | 1.0 | CONNEC SUBD 25C PWB STR RECEP+440LKC | 10099-09 66 351 5513 00214-D25S24A6GV00LF | HARTING FCI | STE
5783 | 7 |  | J7 | CTAOOC | 2213607-4 | 8 | Standard | Each | 1.0 | CONNEC SUBD 37C PWB STR PLUG+440LK | 00214-D37P24A6GV00LF 10099-09 65 461 5713 | FCI HARTING | STE
5784 | 7 |  | J3, J4 | CTAOOC | 2213607-3 | 8 | Standard | Each | 2.0 | CONNEC SUBD 25C PWB STR PLUG+440LK | 00214-D25P24A6GV00LF 10099-09 65 361 5713 | FCI HARTING | STE
5785 | 7 |  | J14 | CTAOOC | 2186198-9 | 2 | Standard | Each | 1.0 | CONNECTOR 5.08MM MSTBA, 1X5POS HEADER, RIGHT ANGLE, TINNED, PWB2.4 | 11675 1757271 18996-796638-5 | PHOENIX CONTACTS TE CONNECTIVITY | STE
5786 | 7 |  | C49, C56, C60 | CTAOOC | 2298052 | 5 | Standard | Each | 3.0 | U6203CS CAPACITOR FIXED 100 uFARADS | 07092-EEEHA1C101WP 06533-UWZ1C101MCL1GB | PANASONIC NICHICON CORPORATION | STE
5787 | 7 |  | PS1 | CTAOOC | 2252400-4 | 1 | Restricted | Each | 1.0 | POWER SUPPLY 5 VOLTS 306m AMPS 5 VOL REGULATED, 1000V ISOLATION, SO-28 | 00495-DCR010505UE4 | TEXAS INSTRUMENTS | STE
5788 | 7 |  | S2 | CTAOOC | 2253364-2 | 3 | Not Recommended | Each | 1.0 | SURFACE MOUNT DIP SWITCH, 4 POSITION GULL WING WITH POLYIMIDE TAPE SEAL MACHINE-INSERTABLE. WARNING: Unknown Whisker Risk | 05229-90HBW04PRT 00031-219004MST | GRAYHILL CTS CORP | STE
5789 | 7 |  | U18 | CTAOOC | 2276618-3 | 1 | Not Recommended | Each | 1.0 | PROGRAMMABLE LOGIC DEVICE FPGA | 10208-EP1K100QC208-3N | ALTERA | STE
5790 | 7 |  | DS32-DS38 | CTAOOC | 2279219-3 | 1 | Standard | Each | 7.0 | LED YEL LTST-C190Y 0603 SMD | 09050 AY1111C 00941 HSMY-C190 11520 LTST-C190YKT 18802 AP1608YC | STANLEY ELECTRIC CO LTD AVAGO TECHNOLOGIES LITE-ON KINGBRIGHT | STE
5791 | 7 |  | DS1-DS31 | CTAOOC | 2279219-2 | 1 | Standard | Each | 31.0 | LED GREEN LTST-C190G 0603 SMD | 18802 AP1608SGC 00941 HSMG-C190 11520 LTST-C190GKT 09050 PG1111C | KINGBRIGHT AVAGO TECHNOLOGIES LITE-ON STANLEY ELECTRIC CO LTD | STE
5792 | 7 |  | U19, U20 | CTAOOC | 2246237-2 | 3 | Standard | Each | 2.0 | DRIVER-RECEIVER UART WITH 16 BYTE FIFO 3.3-5V SUPPLY, 48-TQFP NOTE ONLY TI PART HAS AUTOFLOW CNTRL | 00495-TL16C550CPTG4 ZZE10-ST16C550CQ48-F | TEXAS INSTRUMENTS EXAR | STE
5793 | 7 |  | U13 | CTAOOC | 2240583 | 1 | Standard | Each | 1.0 | CONFIGURATION SERIAL EPROM, 2M FLASH | 10208-EPC2LC20N | ALTERA | STE
5794 | 7 |  | C13-C18, C20, C21, C55 | CTAOOC | 2240282-7 | 3 | Standard | Each | 9.0 | CAPA X7R 1UF 10% 25V 1206 | 19214-12063C105KAT 08390 C1206C105K3RAC | AVX/KYOCERA KEMET | STE
5795 | 7 |  | J13 | CTAOOC | 46-230149P2 | 2 | Restricted | Each | 1.0 | CONNECTOR COAXIAL, BNC 50 OHM, STRAIGHT RECEPTACLE, PWB, METAL BODY, GOLD CONTACT, NICKEL PLATE OVER BRASS. MOUNTS TO CIRCUIT BOARD WITH SOLDER MOUNTING POSTS. DOES NOT COME WITH MOUNTING HW. MUST SPEC: WASHER 46-287874P1 AND HEX NU 46-230097P1 | 18996-5227673-1 | TE CONNECTIVITY | STE
5796 | 7 |  | S1 | CTAOOC | 46-257883P1 | 6 | Standard | Each | 1.0 | SWITCH, MOMENTARY PUSH BUTTON, SPST NO, R.A. HORIZONTAL, 0.4VA at 20VAC-DC, 100MA MAX, PWB THRU HOLE | 03368 EP11SD1ABE 11624-AB11AH-RO 11624-AB11AH | C&K COMPONENTS NKK SWITCHES NKK SWITCHES | STE
5797 | 7 |  | J9 | CTAOOC | 46-221802P9 | 1 | Not Recommended | Each | 1.0 | CONNECTOR_NEW 6 POSITION PIN HEADER TIN PLATING, POWER CONNECTOR. WARNING: Unknown Whisker Risk | 18996-640500-5 | TE CONNECTIVITY | STE
5798 | 7 |  | C47, C58 | CTAOOC | 2378166 | 4 | Standard | Each | 2.0 | U6211CS CAPACITOR FIXED 10U FARADS | 06533-UWZ1V100MCL1GB 07092-EEEHA1V100R 10220-EMVE350ADA100ME55G | NICHICON CORPORATION PANASONIC CHEMI-CON | STE
5799 | 7 |  | J6 | CTAOOC | 2407021 | 0 | Not Recommended | Each | 1.0 | U0138FD CONNECTOR_NEW D-SUB 9 EACH | 00234 787176-1 00214 D09P91C6PV00 | TE CONNECTIVITY / AMP FCI | YEN
5800 | 7 |  | J15 | CTAOOC | 46-221703P17 | 4 | Restricted | Each | 1.0 | CONNECTOR, 2.54MM, 2X25POS, STRAIGHT, LONG LATCHES, 4-WALL AMP PART IS RESTRICTED DUE TO THE FACT THAT IT REQUIRES A .250 LONG SCREW TO RETAIN IT. | 00266-N3433-6303RB | 3M (MINNESOTA MINING MFG) | STE
5801 | 7 |  | J2 | CTAOOC | 2374435-2 | 1 | Restricted | Each | 1.0 | CONNECTOR_NEW D-SUB PLASTIC SHELL 9 PIN VERTICAL RECEPTACLE | 18996-5745076-4 | TE CONNECTIVITY | STE
5802 | 7 |  | J1 | CTAOOC | 2328273 | 0 | Restricted | Each | 1.0 | CONNEC 3/U-FIT 2X3C R-A HEADER | 01525 43045-0600 | MOLEX | EUR
5803 | 7 |  | R3-R9, R25-R27, R46, R49, R62, R65, R77-R80, R82, R83, R86, R87, R94, R95, R98, R99, R106, R110-R112, R125-R130, R132, R133, R139-R219, R229-R231, R238-R248 | CTAOOC | 46-312792P124 | 5 | Standard | Each | 133.0 | RESISTOR 4.99k OHMS 1 % .125 WATTS | 11962-RC0805FR-074K99L 18981-CRCW08054K99FKE 06725-RK73H2ATTD4991F 00006-WCR0805LF4991F 05498-MC08054991FTW 02254-MCR10EZPF4991 | YAGEO VISHAY KOA IRC RCD COMPONENTS INC. ROHM | STE
5804 | 7 |  | R10-R24, R30-R44, R50-R61, R220-R228 | CTAOOC | 46-312792P127 | 5 | Standard | Each | 51.0 | RESISTOR 6.81k OHMS 1 PERCENT .125 WATTS | 11962-RC0805FR-076K81L 05498-MC08056811FTW 00006-WCR0805LF6811F 06725-RK73H2ATTD6811F 18981-CRCW08056K81FKE 02254-MCR10EZPF6811 | YAGEO RCD COMPONENTS INC. IRC KOA VISHAY ROHM | STE
5805 | 7 |  | R1, R2, R81, R84, R85, R88-R93, R96, R97, R100-R104, R113-R120, R122-R124, R134-R137, R232-R235 | CTAOOC | 46-312792P17 | 2 | Standard | Each | 37.0 | RESISTOR 475 OHMS 1 % .125 WATTS 100V 0805 CASE SIZE THICK FILM +-100 PPM/C | 11962-RC0805FR-07475RL 00006-WCR0805LF4750F 18981-CRCW0805475RFKE 05498-MC08054750FTW | YAGEO IRC VISHAY RCD COMPONENTS INC. | STE
5806 | 7 |  | R48 | CTAOOC | 46-312792P18 | 2 | Standard | Each | 1.0 | RESISTOR 10 OHMS 1 PERCENT .125 WATTS SURFACE MOUNTING 100PPM/DEG C 100V L .079 W .050 T .018 | 18981-CRCW080510R0FKE 11962-RC0805FR-0710RL 05498-MC080510R0FTW 00006-WCR0805LF10R0F | VISHAY YAGEO RCD COMPONENTS INC. IRC | STE
5807 | 7 |  | R28, R29, R45, R47, R63, R64, R66-R69 | CTAOOC | 46-312792P13 | 4 | Standard | Each | 10.0 | RESISTOR 1k OHMS 1 PERCENT .125 WATTS 0805 CASE SIZE | 11623-NRC10F1001TRF 05498-MC08051001FTW 18981-CRCW08051K00FKE 06725-RK73H2ATTD1001F 00006-WCR0805LF1001F | NIC COMPONENTS CORPORATION RCD COMPONENTS INC. VISHAY KOA IRC | STE
5808 | 7 |  | TP1-TP14 | CTAOOC | 46-301752P5 | 3 | Standard | Each | 14.0 | CONNECTOR 1 CONTACTS SURFACE MOUNT PRINTED CIRCUIT TEST POINTS | 04947 5016 ZZC70-TP-107-02-1-T | KEYSTONE ELECTRONICS CORP COMPONENTS CORPORATION | STE
5809 | 7 |  | K1-K10 | CTAOOC | 46-312336P2 | 3 | Standard | Each | 10.0 | RELAY SMD, DPDT, 5V SINGLE SIDE STABLE COIL, 5V, SURFACE MOUNT, 2 FORM C, TQ2SA-5V | 07092-TQ2SA-5V | PANASONIC | STE
5810 | 7 |  | J11 | CTAOOC | 46-289446P7 | 1 | Restricted | Each | 1.0 | CONNECTOR 2 CONTACTS 250 VOLTS 3 AMP SINGLE ROW, RIGHT ANGLE LOW PROFILE | 01525 70553-0001 | MOLEX | STE
5811 | 7 |  | D1-D31 | CTAOOC | 46-315841P2 | 1 | Standard | Each | 31.0 | SEMICONDUCTOR:DIODE 75 VOLTS 200m AM HIGH CONDUCTANCE LOW LEAKAGE SOT-23 | 18846-BAS116LT1G | ON SEMICONDUCTOR | STE
5812 | 7 |  | C1-C12,C19,C22,C23, C24,C25,C26,C27,C28,C29,C30,C31,C32,C33,C34,C35,C36,C37,C38,C39,C40,C41,C42,C43,C44,C45,C46,C48,C50,C51,C52,C57,C59,C61,C62,C63,C64,C65,C66,C67,C68,C69,C70,C71,C72,C73,C74,C75,C76,C77,C78,C79,C80,C81,C82,C83,C84,C85,C86,C87,C88 | CTAOOC | 2187107-6 | 3 | Not Recommended | Each | 72.0 | CAPACITOR FIXED .1u FARADS 50 VOLTS | 08390 C0805C104K5RAC 07945-CL21B104KBCNNNC | KEMET SAMSUNG | STE
5813 | 7 |  | U11 | CTAOOC | 46-320871P2 | 1 | Restricted | Each | 1.0 | POWER SUPPLY SUPERVISOR WITH RESET SOP8 MAX701 | 07438-MAX701CSA+ | MAXIM INTEGRATED PRODUCTS | STE
5814 | 7 |  | R105 | CTAOOC | 46-312792P57 | 3 | Standard | Each | 1.0 | RESISTOR 100k OHMS 1 PERCENT .125 WATTS 0805 PACKAGE 100 VOLTS | 05498-MC08051003FTW 06725-RK73H2ATTD1003F 18981-CRCW0805100KFKE 00006-WCR0805LF1003F | RCD COMPONENTS INC. KOA VISHAY IRC | STE
5815 | 7 |  | R108, R109 | CTAOOC | 46-312792P7 | 4 | Standard | Each | 2.0 | RESISTOR 10k OHMS 1 PERCENT .125 WATTS SURFACE MOUNTING 0805 PACKAGE 100 PPM/DEGREE C 100V L .079 W .050 T .018 | 11623-NRC10F1002TRF 05498-MC08051002FTW 18981-CRCW080510K0FKE 00006-WCR0805LF1002F 06725-RK73H2ATTD1002F | NIC COMPONENTS CORPORATION RCD COMPONENTS INC. VISHAY IRC KOA | STE
5816 | 7 |  | R107 | CTAOOC | 46-312792P41 | 3 | Standard | Each | 1.0 | RESISTOR 1M OHMS 1 % .125 WATTS | 18981-CRCW08051M00FKE 06725-RK73H2ATTD1004F 00006-WCR0805LF1004F 05498-MC08051004FTW | VISHAY KOA IRC RCD COMPONENTS INC. | STE
5817 | 7 |  | R70-R76, R121, R131, R138, R236, R237 | CTAOOC | 46-312792P187 | 7 | Standard | Each | 12.0 | RESISTOR 200 OHMS 1 PERCENT .125 WATTS | 06725-RK73H2ATTD2000F 18981-CRCW0805200RFKE 00006-WCR0805LF2000F 11962-RC0805FR-07200RL 05498-MC08052000FTW 02254-MCR10EZPF2000 | KOA VISHAY IRC YAGEO RCD COMPONENTS INC. ROHM | STE
5818 | 7 | 1 |  | CTAOOC | 46-311182P1 | 4 | Restricted | Each | 1.0 | 20-PIN PLCC WITHOUT LOCATING POST AMP 20-PIN PLCC SOCKET CHANGED TO PA RT WITH NO LOCATING POST. QF | 18996-822516-3 | TE CONNECTIVITY | STE
5819 | 7 |  | U7,U8,U10,U12,U22,U25,U31 | CTAOOC | 2364058-4 | 1 | Standard | Each | 7.0 | I.C PHOTOCOUP X4 SOL16 4.4MM | 18981-TCMT4100 22942-ACPL-247-560E | VISHAY AVAGO | STE
5820 | 7 | 3 |  | CTAComponent | 516A770P408 | 0 | Release | Each | 2.0 | SCREW SCREW OLD F65D6B1 BLK OX |  |  | CXR
5821 | 7 | 4 |  | CTAComponent | 5343400-2 | 1 | Release | Each | 10.0 | NYLON WAHER, RICHCO NWE-34815-M3 |  |  | HWE
5822 | 7 |  | U1-U6, U9, U14-U17, U21, U24, U26, U29, U30, U32 | CTAComponent | 5483237 | 1 | Release | Each | 17.0 | HEX SCHMITT-TRIGGER INVERTER,TSSOP14 SMT,Countinuous output current up to 50mA. |  |  | CCX
5823 | 7 |  | G1 | CTAComponent | 5483194 | 1 | Release | Each | 1.0 | 6.144M,5V input, 5x7mm SMT,Crystal oscillator. |  |  | CCX
5824 | 7 | 2 |  | CTACircuitBoard | 5450459 | 1 | Release | Each | 1.0 | PWB for Precision THUNIS-800+ IF Board |  |  | HLE
5825 | 7 |  | U23, U27 | CTAOOC | 2114542-2 | 2 | Standard | Each | 2.0 | INT TRANSC 232E SOLP16 .3 SMD | 01649-ADM1181AARWZ | ANALOG DEVICES, INC. | STE
5826 | 7 |  | J16 | CTAOOC | 2137666 | 1 | Standard | Each | 1.0 | CONNECTOR 2 CONTACTS 600 VOLTS 3 AMP SINGLE ROW .120 STRAIGHT HEADER WITH POLARIZATION SLOTS. | 01525 70545-0036 | MOLEX | STE
5827 | 7 |  | Q1-Q3 | CTAOOC | 2111738 | 3 | Standard | Each | 3.0 | SEMICONDUCTOR:TRANSISTOR .5 AMPS 25m | 00495-ULN2803ADWG4 03439-ULN2803AFWG | TEXAS INSTRUMENTS TOSHIBA | STA
5828 | 7 |  | VR2 | CTAOOC | 2105122-4 | 1 | Standard | Each | 1.0 | 2.5 V FIXED VOLTAGE REGULATOR 800 MA INTERNAL OVERCURRENT LIMITING CIRCUITRY, SURFACE MOUNT. | 06921-LT1118CST-2.5#PBF | LINEAR TECHNOLOGY | STE
5829 | 7 |  | J12 | CTAOOC | 2106009-6 | 1 | Restricted | Each | 1.0 | CONNEC LOW-PROF TRANSI 10C HEAD STR | 01940 821-A010P-AM-A00 00214-75869-101LF 00266-N2510-6002RB 10099-09 18 510 6324 18996-5103308-1 | AMPHENOL FCI 3M (MINNESOTA MINING MFG) HARTING TE CONNECTIVITY | STE
5830 | 7 |  | VR1 | CTAOOC | 2105122-2 | 3 | Standard | Each | 1.0 | REGULATOR AND REFERENCE VOLTAGE REGU INTERNAL OVERCURRENT LIMITING CIRCUITRY | 06921-LT1117CST-3.3#PBF 00495-REG1117-3.3G4 00036-LM1117MPX-3.3/NOPB 00495-LM1117MPX-3.3/NOPB | LINEAR TECHNOLOGY TEXAS INSTRUMENTS NATIONAL SEMICONDUCTOR TEXAS INSTRUMENTS | STE
5831 | 6 | 1 |  | CTASoftware | 5473582 | 1 | Release | Each | 1.0 | CONSOLE INTERFACE BOARD FPGA LOGIC |  |  | HLE
5832 | 5 | 4 |  | CTAComponent | 5445936 | 1 | Release | Each | 1.0 | Cabinet Power Terminal Harness |  |  | HLE
5833 | 5 | 3 |  | CTAComponent | 5441129 | 3 | Release | Each | 1.0 | Switch Power |  |  | CCX
5834 | 4 | 6 |  | ECCCollectorPart | 5498550 | 1 | Release | Each | 1.0 | pt800+ console fuse collector |  |  | CCX
5835 | 5 |  | 8A fuse | CTAComponent | 5447604 | 1 | Release | Each | 2.0 | 8A Fuse |  |  | HLE
5836 | 4 | 1 |  | CTAComponent | 5119258-ROHS | 4 | Release | Each | 1.0 | Storm console footswitch assembly |  |  | CCX
5837 | 3 | 6 |  | CTAAssembly | 5439221 | 3 | Release | Each | 1.0 | PDU for Precision THUNIS-800+ |  |  | HLE
5838 | 3 | 11 |  | ECCCollectorPart | 5439215 | 2 | Release | Each | 1.0 | MIS cables for Precision THUNIS-800+ |  |  | HLE
5839 | 4 | 2 |  | CTAComponent | 5450388 | 1 | Release | Each | 1.0 | MIS PCU Generator Interface Cable |  |  | HLE
5840 | 4 | 3 |  | CTAComponent | 5437146 | 3 | Release | Each | 1.0 | MIS II Power and Control Cable |  |  | HLE
5841 | 4 | 4 |  | CTAComponent | 5442714 | 1 | Release | Each | 1.0 | MIS CPI Input Power Cable1 U |  |  | HLE
5842 | 4 | 5 |  | CTAComponent | 5438694 | 1 | Release | Each | 1.0 | MIS CPI Input Power Cable3 W |  |  | HLE
5843 | 4 | 1 |  | CTAComponent | 5462260 | 2 | Release | Each | 1.0 | MIS IF board Generator IF board Interface Cable |  |  | HLE
5844 | 4 | 10 |  | CTAComponent | 5451170 | 2 | Release | Each | 1.0 | MIS IF board Generator Digital Interface Cable |  |  | HLE
5845 | 4 | 11 |  | CTAComponent | 5449152 | 1 | Release | Each | 1.0 | MIS System Console Power Cable |  |  | HLE
5846 | 4 | 9 |  | CTAComponent | 5451169 | 1 | Release | Each | 1.0 | MIS System Console Ground Cable |  |  | HLE
5847 | 4 | 7 |  | CTAComponent | 5440236 | 3 | Release | Each | 1.0 | MIS PDU Power ON Cable 2 core |  |  | CCX
5848 | 4 | 8 |  | CTAComponent | 5440237 | 1 | Release | Each | 1.0 | MIS PDU CPI Ground Cable 4# |  |  | HLE
5849 | 4 | 6 |  | CTAComponent | 5456162 | 1 | Release | Each | 1.0 | MIS CPI Input Power Cable2 V |  |  | HLE
5850 | 4 | 16 |  | CTAComponent | 5450222 | 1 | Release | Each | 1.0 | MIS Tube Fan Cable |  |  | HLE
5851 | 4 | 18 |  | CTAComponent | 5436460 | 2 | Release | Each | 1.0 | MIS TABLE POWER CABLE |  |  | HLE
5852 | 4 | 15 |  | CTAComponent | 5451171 | 3 | Release | Each | 1.0 | MIS AEC Feedback Coaxial Cable |  |  | CCX
5853 | 4 | 12 |  | CTAComponent | 5436625 | 2 | Release | Each | 1.0 | MIS collimator light SW cable |  |  | HLE
5854 | 4 | 20 |  | CTAComponent | 5460585 | 2 | Release | Each | 1.0 | MIS intercom communication Cable |  |  | HLE
5855 | 4 | 19 |  | CTAComponent | 5439491 | 1 | Release | Each | 1.0 | MIS PDU-Table Ground Cable |  |  | HLE
5856 | 4 | 21 |  | CTAComponent | 5122632 | 1 | Release | Each | 2.0 | HV Cable | 24192-5122632 | BEIJING GUANGRUI MACHINERY CO | HLE
5857 | 4 | 22 |  | ECCCollectorPart | 5479942 | 3 | Release | Each | 1.0 | MIS Gen. Tube Anode and ground cable assembly |  |  | CCX
5858 | 5 | 2 |  | CTAComponent | 5451994 | 2 | Release | Each | 1.0 | MIS Gen. Tube ground cable |  |  | HLE
5859 | 5 | 3 |  | CTAComponent | 5479710 | 3 | Release | Each | 2.0 | Ferrite split core snap-on 28A5776-0A2 |  |  | HLE
5860 | 5 | 1 |  | CTAComponent | 5445938 | 2 | Release | Each | 1.0 | MIS Gen. Tube Anode cable |  |  | HLE
5861 | 3 | 14 |  | CTAComponent | 5123312-3 | 1 | Release | Each | 1.0 | CPI Generator Console PSP |  |  | CCX
5862 | 3 | 2 |  | CTAAssembly | 5480081 | 2 | Release | Each | 1.0 | A-196 X-ray tube assembly for Precision THUNIS-800+ |  |  | CCX
5863 | 4 | 2 |  | CTAAssembly | 5479445 | 3 | Release | Each | 1.0 | Tube holder for A196 |  |  | HLE
5864 | 5 | 2 |  | CTAComponent | 5457707 | 3 | Release | Each | 2.0 | Table tube tilt Button and Cable |  |  | HLE
5865 | 5 | 4 |  | CTAComponent | 1000-M8C025-04 | 3 | Release | Each | 4.0 | Hexagon Socket Head Cap Screw, M8-1.25, X25mm Long, Grade 8.8 Steel, Zinc Plated, RoHS Fastener | 11060-M8C25KCSC9Z6/912 20589-ZS2580025ZP0000 24140-M8/25/SOHTCS/TC1D/DIN912 10487-1000-M8C025-04 | ANIXTER FASTENAL COMPANY TR FORMAC DIV OF TR FASTENINGS OHTA | STM
5866 | 5 | 5 |  | CTAComponent | 2000-M8-03 | 2 | Release | Each | 4.0 | Flat Washer, ISO7089, M8, Steel 200HV, Zinc Plated, RoHS Fastener | 11060-M8NWSFSTZ6/125ATP 20589-10948-03458 25114-2000-M8-03 | ANIXTER FASTENAL COMPANY TR FORMAC SHANGHAI PTE LTD | STM
5867 | 5 | 3 |  | CTAComponent | 1000-M4C045-04 | 1 | Release | Each | 4.0 | Hexagon Socket Head Cap Screw, M4-0.7, X45mm Long, Grade 8.8 Steel, Zinc Plated, RoHS Fastener | 11060-M4C45KCSC9Z6/912 A0996-BN 4 M4 x 45mm CR6+FREE 24140-M4/45/SOHTCS/TC1D/DIN912 24432-11103203 | ANIXTER BOSSARD TR FORMAC DIV OF TR FASTENINGS FASTENAL | STM
5868 | 5 | 1 |  | CTAAssembly | 5436108 | 5 | Release | Each | 1.0 | Tube bracket assembly for A196 |  |  | CCX
5869 | 6 | 2 |  | CTAComponent | 5492696 | 1 | Release | Each | 1.0 | Tube inside clamp 2 |  |  | CCX
5870 | 6 | 1 |  | CTAComponent | 5492695 | 1 | Release | Each | 1.0 | Tube inside clamp 1 |  |  | CCX
5871 | 6 | 6 |  | CTAComponent | 5492698 | 1 | Release | Each | 1.0 | Tube inside clamp 4 |  |  | CCX
5872 | 6 | 5 |  | CTAComponent | 5492697 | 1 | Release | Each | 1.0 | Tube inside clamp 3 |  |  | CCX
5873 | 6 | 4 |  | CTAAssembly | 5492700 | 1 | Release | Each | 1.0 | Tube outside clamp 2 |  |  | CCX
5874 | 7 | 2 |  | CTAComponent | 5492702 | 1 | Release | Each | 1.0 | Clamp 2 |  |  | CCX
5875 | 7 | 1 |  | CTAComponent | 5492701 | 1 | Release | Each | 1.0 | Clamp 1 |  |  | CCX
5876 | 7 | 5 |  | CTAComponent | 2106-M5-14 | 1 | Release | Each | 4.0 | Spring Lock Washer with Flat Ends JIS B1251, M5, Spring Stainless Steel, Rohs Fastener | 24140-2106-M5-14 | TR FORMAC DIV OF TR FASTENINGS | STM
5877 | 7 | 3 |  | CTAComponent | 1000-M5C020-04 | 4 | Release | Each | 4.0 | Hexagon Socket Head Cap Screw, M5-0.8, X20mm Long, Grade 8.8 Steel, Zinc Plated, RoHS Fastener | 11060-M5C20KCSC9Z6/912 24140-M5/20/SOHTCS/TC1D/DIN912 10487-1000-M5C020-04 20589-11103212 A0996-BN 4 M5 x 20mm CR6+FREE | ANIXTER TR FORMAC DIV OF TR FASTENINGS OHTA FASTENAL COMPANY BOSSARD | STM
5878 | 7 | 4 |  | CTAComponent | 2000-M5-03 | 5 | Release | Each | 4.0 | Flat Washer, ISO7089, M5, Steel 200HV, Zinc Plated, RoHS Fastener | A0996-BN343-M5 CR3 11060-M5NWSFSTZ6/125ATP 20589-10948-03456 24140-M5/-/PWSTWA/TC1/DIN125 10487-7130111-5 | BOSSARD ANIXTER FASTENAL COMPANY TR FORMAC DIV OF TR FASTENINGS OHTA | STM
5879 | 6 | 3 |  | CTAAssembly | 5492699 | 1 | Release | Each | 1.0 | Tube outside clamp 1 |  |  | CCX
5880 | 7 | 1 |  | CTAComponent | 5492701 | 1 | Release | Each | 1.0 | Clamp 1 |  |  | CCX
5881 | 7 | 2 |  | CTAComponent | 5492702 | 1 | Release | Each | 1.0 | Clamp 2 |  |  | CCX
5882 | 7 | 3 |  | CTAComponent | 1000-M5C020-04 | 4 | Release | Each | 4.0 | Hexagon Socket Head Cap Screw, M5-0.8, X20mm Long, Grade 8.8 Steel, Zinc Plated, RoHS Fastener | 11060-M5C20KCSC9Z6/912 24140-M5/20/SOHTCS/TC1D/DIN912 10487-1000-M5C020-04 20589-11103212 A0996-BN 4 M5 x 20mm CR6+FREE | ANIXTER TR FORMAC DIV OF TR FASTENINGS OHTA FASTENAL COMPANY BOSSARD | STM
5883 | 7 | 5 |  | CTAComponent | 2106-M5-14 | 1 | Release | Each | 4.0 | Spring Lock Washer with Flat Ends JIS B1251, M5, Spring Stainless Steel, Rohs Fastener | 24140-2106-M5-14 | TR FORMAC DIV OF TR FASTENINGS | STM
5884 | 7 | 4 |  | CTAComponent | 2000-M5-03 | 5 | Release | Each | 4.0 | Flat Washer, ISO7089, M5, Steel 200HV, Zinc Plated, RoHS Fastener | A0996-BN343-M5 CR3 11060-M5NWSFSTZ6/125ATP 20589-10948-03456 24140-M5/-/PWSTWA/TC1/DIN125 10487-7130111-5 | BOSSARD ANIXTER FASTENAL COMPANY TR FORMAC DIV OF TR FASTENINGS OHTA | STM
5885 | 6 | 9 |  | CTAAssembly | 5492705 | 1 | Release | Each | 1.0 | Locking device ASM |  |  | CCX
5886 | 7 | 2 |  | CTAComponent | 5492707 | 1 | Release | Each | 1.0 | Locking device lever |  |  | CCX
5887 | 7 | 3 |  | CTAComponent | 5492708 | 1 | Release | Each | 1.0 | Locking device pin |  |  | CCX
5888 | 7 | 1 |  | CTAComponent | 5492706 | 1 | Release | Each | 1.0 | Locking device bracket |  |  | CCX
5889 | 7 | 4 |  | CTAComponent | 5495676 | 1 | Release | Each | 1.0 | Circlip for shaft_DE-6 |  |  | CCX
5890 | 6 | 10 |  | CTAComponent | 5492710 | 1 | Release | Each | 4.0 | Cover mounting screw |  |  | CCX
5891 | 6 | 8 |  | CTAComponent | 5461795 | 1 | Release | Each | 1.0 | Fan bracket |  |  | CCX
5892 | 6 | 7 |  | CTAAssembly | 5454548 | 1 | Release | Each | 1.0 | Handle ASM |  |  | CCX
5893 | 7 | 2 |  | CTAAssembly | 5492703 | 1 | Release | Each | 1.0 | Handle |  |  | CCX
5894 | 8 | 1 |  | CTAComponent | 5449817 | 1 | Release | Each | 1.0 | Rectangular tube |  |  | CCX
5895 | 8 | 2 |  | CTAAssembly | 5444515 | 1 | Release | Each | 1.0 | Handle |  |  | CCX
5896 | 9 | 2 |  | CTAComponent | 5437365 | 1 | Release | Each | 2.0 | Switch mounting plate |  |  | CCX
5897 | 9 | 1 |  | CTAComponent | 5451400 | 1 | Release | Each | 1.0 | Pipe |  |  | CCX
5898 | 7 | 1 |  | CTAComponent | 5492799 | 1 | Release | Each | 1.0 | Handle bracket |  |  | CCX
5899 | 6 | 12 |  | CTAAssembly | 5492716 | 1 | Release | Each | 1.0 | Locking screw |  |  | CCX
5900 | 7 | 2 |  | CTAComponent | 5492715 | 1 | Release | Each | 1.0 | Screw |  |  | CCX
5901 | 7 | 3 |  | CTAComponent | 4001-M4L010-30 | 2 | Release | Each | 1.0 | Spring Pin, ISO 8752, 4mm Diameter X 10mm Long, Stainless Steel, RoHS Fastener | 11060-M4R10PRPSJ/1481 A0996-BN 337 M4 x 10mm CR6 + Free 20589-O131787 | ANIXTER BOSSARD FASTENAL COMPANY | STM
5902 | 7 | 1 |  | CTAComponent | 5492714 | 1 | Release | Each | 1.0 | Nut |  |  | CCX
5903 | 6 | 13 |  | CTAAssembly | 5438744 | 1 | Release | Each | 1.0 | Electromagnetic brake ASM |  |  | CCX
5904 | 7 | 1 |  | CTAAssembly | 5495284 | 1 | Release | Each | 1.0 | Braking shaft ASM |  |  | CCX
5905 | 8 | 2 |  | CTAComponent | 5436068 | 1 | Release | Each | 1.0 | Connecting plate |  |  | CCX
5906 | 8 | 1 |  | CTAComponent | 5445368 | 1 | Release | Each | 1.0 | Shaft |  |  | CCX
5907 | 7 | 3 |  | CTAAssembly | 5492724 | 1 | Release | Each | 1.0 | Brake bracket |  |  | CCX
5908 | 8 | 2 |  | CTAComponent | 5492721 | 1 | Release | Each | 1.0 | Plate 1 |  |  | CCX
5909 | 8 | 4 |  | CTAComponent | 5492723 | 1 | Release | Each | 2.0 | Plate 3 |  |  | CCX
5910 | 8 | 3 |  | CTAComponent | 5492722 | 1 | Release | Each | 2.0 | Plate 2 |  |  | CCX
5911 | 8 | 1 |  | CTAComponent | 5492720 | 1 | Release | Each | 1.0 | Sleeve |  |  | CCX
5912 | 8 | 6 |  | CTAComponent | 4001-M4L010-30 | 2 | Release | Each | 2.0 | Spring Pin, ISO 8752, 4mm Diameter X 10mm Long, Stainless Steel, RoHS Fastener | 11060-M4R10PRPSJ/1481 A0996-BN 337 M4 x 10mm CR6 + Free 20589-O131787 | ANIXTER BOSSARD FASTENAL COMPANY | STM
5913 | 8 | 5 |  | CTAComponent | 5492725 | 1 | Release | Each | 1.0 | Positioning sleeve |  |  | CCX
5914 | 7 | 6 |  | CTAComponent | 5441134 | 1 | Release | Each | 1.0 | End plate |  |  | CCX
5915 | 7 | 5 |  | CTAComponent | 5450473 | 1 | Release | Each | 1.0 | Shaft sleeve 2 |  |  | CCX
5916 | 7 | 4 |  | CTAComponent | 5492726 | 1 | Release | Each | 1.0 | Key |  |  | CCX
5917 | 7 | 2 |  | CTAComponent | 5448410 | 1 | Release | Each | 1.0 | Shaft sleeve1 |  |  | CCX
5918 | 7 | 10 |  | CTAAssembly | 5492768 | 1 | Release | Each | 1.0 | Limited screw |  |  | CCX
5919 | 8 | 2 |  | CTAComponent | 5492767 | 1 | Release | Each | 1.0 | Nylon head |  |  | CCX
5920 | 8 | 1 |  | CTAComponent | 5492766 | 1 | Release | Each | 1.0 | M8_Screw |  |  | CCX
5921 | 7 | 8 |  | CTAComponent | 5492739 | 2 | Release | Each | 1.0 | Positioning device cover |  |  | CCX
5922 | 7 | 9 |  | CTAAssembly | 5492741 | 1 | Release | Each | 1.0 | Micro switch ASM_tilt |  |  | CCX
5923 | 8 | 2 |  | CTAComponent | 5461564 | 2 | Release | Each | 1.0 | MICRO SWITCH |  |  | HLE
5924 | 8 | 4 |  | CTAComponent | 5459257 | 1 | Release | Each | 1.0 | thread hole plate |  |  | CCX
5925 | 8 | 3 |  | CTAComponent | C1213-M4C030-14 | 1 | Release | Each | 2.0 | GB_T 9074.8，M4x30mm，Grade 4.8 Steel，Zinc finish，RoHS Fastener | 25114-M4/30/PPSTPS/TC1/GB9074.8 | TR FORMAC SHANGHAI PTE LTD | HLE
5926 | 8 | 1 |  | CTAComponent | 5492740 | 1 | Release | Each | 1.0 | Micro switch bracket |  |  | CCX
5927 | 8 | 6 |  | CTAComponent | 5447590 | 1 | Release | Each | 1.0 | through hole plate |  |  | CCX
5928 | 8 | 5 |  | CTAComponent | 5460819 | 1 | Release | Each | 1.0 | insulation piece |  |  | CCX
5929 | 7 | 7 |  | CTAAssembly | 5492738 | 1 | Release | Each | 1.0 | Positioning device |  |  | CCX
5930 | 8 | 1 |  | CTAComponent | 5492727 | 1 | Release | Each | 1.0 | Fixed shaft 1 |  |  | CCX
5931 | 8 | 3 |  | CTAComponent | 5492729 | 1 | Release | Each | 1.0 | Lever |  |  | CCX
5932 | 8 | 4 |  | CTAAssembly | 5492734 | 1 | Release | Each | 1.0 | Wheel ASM |  |  | CCX
5933 | 9 | 2 |  | CTAComponent | 5492731 | 1 | Release | Each | 1.0 | Pin |  |  | CCX
5934 | 9 | 3 |  | CTAComponent | 5492732 | 1 | Release | Each | 1.0 | Wheel |  |  | CCX
5935 | 9 | 1 |  | CTAComponent | 5492730 | 1 | Release | Each | 1.0 | Wheel bracket |  |  | CCX
5936 | 9 | 4 |  | CTAComponent | 5492733 | 1 | Release | Each | 1.0 | Circlip for shaft_DE-4 |  |  | CCX
5937 | 8 | 2 |  | CTAComponent | 5492728 | 1 | Release | Each | 1.0 | Fixed shaft 2 |  |  | CCX
5938 | 8 | 6 |  | CTAComponent | 1000-M4C012-04 | 4 | Release | Each | 2.0 | Hexagon Socket Head Cap Screw, M4-0.7, X12mm Long, Grade 8.8 Steel, Zinc Plated, RoHS Fastener | 11060-M4C12KCSC9Z6/912 24140-M4/12/SOHTCS/TC1D/DIN912 20589-10948-03232 10487-1000-M4C012-04 A0996-BN 4 M4 X 12mm CR6+FREE | ANIXTER TR FORMAC DIV OF TR FASTENINGS FASTENAL COMPANY OHTA BOSSARD | STM
5939 | 8 | 7 |  | CTAComponent | 2000-M4-03 | 3 | Release | Each | 2.0 | FLAT WASHER - NORMAL SERIES, ISO 7089, M4 CLASS 200H STEEL, ZINC PLATED RoHS FASTENER | 24140-M4/-/PWSTWA/TC1/DIN125 10487-2000-M4-03 A0996-BN 343 M4 CR6+FREE 24432-11103691 11060-M4NWSFSTZ6/125ATP | TR FORMAC DIV OF TR FASTENINGS OHTA BOSSARD FASTENAL ANIXTER | STM
5940 | 8 | 5 |  | CTAComponent | 5492735 | 1 | Release | Each | 1.0 | Spring |  |  | CCX
5941 | 8 | 8 |  | CTAComponent | C2106-M4-02 | 3 | Release | Each | 2.0 | Spring Lock Washer, M4, Zinc plated, Rohs Fastener | 24140-C2106-M4-02 | TR FORMAC DIV OF TR FASTENINGS | HLE
5942 | 8 | 10 |  | CTAComponent | 3001-M12C-27 | 1 | Release | Each | 1.0 | Hexagon Thin Nut, ISO4035, M12-1.75, Grade 04 Steel, Zinc Plated, RoHS Fastener | 20589-10948-03716 11060-M12CNFJSTZ6/4035 | FASTENAL COMPANY ANIXTER | STM
5943 | 8 | 9 |  | CTAComponent | 5495677 | 1 | Release | Each | 1.0 | Circlip for shaft_DE-8 |  |  | CCX
5944 | 7 | 12 |  | CTAComponent | 1000-M5C016-04 | 5 | Release | Each | 4.0 | Hexagon Socket Head Cap Screw, M5-0.8, X16mm Long, Grade 8.8 Steel, Zinc Plated, RoHS Fastener | 11060-M5C16KCSC9Z6/912 24140-M5/16/SOHTCS/TC1D/DIN912 10487-1000-M5C016-04 20589-ZS2540016ZP0000 A0996-BN 4 M5 x 16mm CR6+FREE | ANIXTER TR FORMAC DIV OF TR FASTENINGS OHTA FASTENAL COMPANY BOSSARD | STM
5945 | 7 | 13 |  | CTAComponent | 1000-M6C016-04 | 4 | Release | Each | 4.0 | Hexagon Socket Head Cap Screw, M6-1, X16mm Long, Grade 8.8 Steel, Zinc Plated, RoHS Fastener | 20589-10948-03239 10487-1000-M6C016-04 24140-M6/16/SOHTCS/TC1D/DIN912 11060-M6C16KCSC9Z6/912 A0996-BN 4 M6 x 16mm CR6+FREE | FASTENAL COMPANY OHTA TR FORMAC DIV OF TR FASTENINGS ANIXTER BOSSARD | STM
5946 | 7 | 11 |  | CTAComponent | 1000-M5C012-04 | 5 | Release | Each | 2.0 | Hexagon Socket Head Cap Screw, M5-0.8, X12mm Long, Grade 8.8 Steel, Zinc Plated, RoHS Fastener | 11060-M5C12KCSC9Z6/912 10487-1000-M5C012-04 24140-M5/12/SOHTCS/TC1D/DIN912 20589-ZS2540012ZP0000 A0996-BN 3 M5x12mm CR6+FREE | ANIXTER OHTA TR FORMAC DIV OF TR FASTENINGS FASTENAL COMPANY BOSSARD | STM
5947 | 7 | 15 |  | CTAComponent | 2000-M6-03 | 3 | Release | Each | 4.0 | Flat Washer, ISO7089, M6, Steel 200HV, Zinc Plated, RoHS Fastener | 20589-10948-03457 10487-2000-M6-03 11060-M6NWSFSTZ6/125ATP 24140-M6/-/PWSTWA/TC1/DIN125 | FASTENAL COMPANY OHTA ANIXTER TR FORMAC DIV OF TR FASTENINGS | STM
5948 | 7 | 14 |  | CTAComponent | 2000-M5-03 | 5 | Release | Each | 4.0 | Flat Washer, ISO7089, M5, Steel 200HV, Zinc Plated, RoHS Fastener | A0996-BN343-M5 CR3 11060-M5NWSFSTZ6/125ATP 20589-10948-03456 24140-M5/-/PWSTWA/TC1/DIN125 10487-7130111-5 | BOSSARD ANIXTER FASTENAL COMPANY TR FORMAC DIV OF TR FASTENINGS OHTA | STM
5949 | 7 | 18 |  | CTAComponent | C2106-M8-80 | 1 | Release | Each | 1.0 | GB_T 93，M8，Spring Steel，Black Oxide finish，RoHS Fastener | 25114-M8/-/SRSTWA/BO/GB93 | TR FORMAC SHANGHAI PTE LTD | HLE
5950 | 7 | 17 |  | CTAComponent | C2106-M6-02 | 3 | Release | Each | 4.0 | Spring Lock Washer, M6, Zinc plated, Rohs Fastener | 24140-C2106-M6-02 | TR FORMAC DIV OF TR FASTENINGS | HLE
5951 | 7 | 16 |  | CTAComponent | 2000-M8-03 | 2 | Release | Each | 1.0 | Flat Washer, ISO7089, M8, Steel 200HV, Zinc Plated, RoHS Fastener | 11060-M8NWSFSTZ6/125ATP 20589-10948-03458 25114-2000-M8-03 | ANIXTER FASTENAL COMPANY TR FORMAC SHANGHAI PTE LTD | STM
5952 | 7 | 20 |  | CTAComponent | 2206-M5N-05 | 1 | Release | Each | 2.0 | Nord Lock Locking Washer, Standard Series, M5, Steel, Zinc Flake Coated, RoHS Fastener | 24432-O162562 A0996-3220543 24140-M5/-/NWSTWA/DAB | FASTENAL BOSSARD TR FORMAC DIV OF TR FASTENINGS | STM
5953 | 7 | 19 |  | CTAComponent | 2106-M5-14 | 1 | Release | Each | 4.0 | Spring Lock Washer with Flat Ends JIS B1251, M5, Spring Stainless Steel, Rohs Fastener | 24140-2106-M5-14 | TR FORMAC DIV OF TR FASTENINGS | STM
5954 | 7 | 22 |  | CTAComponent | 5462294 | 2 | Release | Each | 1.0 | Electromagnetic brake |  |  | CCX
5955 | 7 | 23 |  | CTAComponent | 5453714 | 1 | Release | Each | 2.0 | Bearing NSK 6007ZZ |  |  | CCX
5956 | 7 | 21 |  | CTAComponent | 3000-M8C-04 | 1 | Release | Each | 1.0 | Hexagon Nut, ISO4032, M8-1.25, Grade 8 Steel, Zinc Plated, RoHS Fastener | 20589-10948-03689 11060-M8CNFHSTZ6/934 | FASTENAL COMPANY ANIXTER | STM
5957 | 7 | 25 |  | CTAComponent | 5492770 | 1 | Release | Each | 1.0 | Circlip for hole-GB893.1-86 62 Series Fastener Drawing RoHS Compliant |  |  | CCX
5958 | 7 | 24 |  | CTAComponent | 5492769 | 1 | Release | Each | 1.0 | Circlip for shaft-GB894.1-86 35 Series Fastener Drawing RoHS Compliant |  |  | CCX
5959 | 6 | 11 |  | CTAAssembly | 5492713 | 1 | Release | Each | 6.0 | Supporting bearing ASM |  |  | CCX
5960 | 7 | 2 |  | CTAComponent | 5492711 | 1 | Release | Each | 1.0 | Bearing NSK 6800ZZ |  |  | CCX
5961 | 7 | 3 |  | CTAComponent | C2106-M8-80 | 1 | Release | Each | 1.0 | GB_T 93，M8，Spring Steel，Black Oxide finish，RoHS Fastener | 25114-M8/-/SRSTWA/BO/GB93 | TR FORMAC SHANGHAI PTE LTD | HLE
5962 | 7 | 1 |  | CTAComponent | 5492712 | 1 | Release | Each | 1.0 | Shaft |  |  | CCX
5963 | 6 | 15 |  | CTAComponent | 1000-M5C012-04 | 5 | Release | Each | 10.0 | Hexagon Socket Head Cap Screw, M5-0.8, X12mm Long, Grade 8.8 Steel, Zinc Plated, RoHS Fastener | 11060-M5C12KCSC9Z6/912 10487-1000-M5C012-04 24140-M5/12/SOHTCS/TC1D/DIN912 20589-ZS2540012ZP0000 A0996-BN 3 M5x12mm CR6+FREE | ANIXTER OHTA TR FORMAC DIV OF TR FASTENINGS FASTENAL COMPANY BOSSARD | STM
5964 | 6 | 16 |  | CTAComponent | 1000-M8C025-04 | 3 | Release | Each | 6.0 | Hexagon Socket Head Cap Screw, M8-1.25, X25mm Long, Grade 8.8 Steel, Zinc Plated, RoHS Fastener | 11060-M8C25KCSC9Z6/912 20589-ZS2580025ZP0000 24140-M8/25/SOHTCS/TC1D/DIN912 10487-1000-M8C025-04 | ANIXTER FASTENAL COMPANY TR FORMAC DIV OF TR FASTENINGS OHTA | STM
5965 | 6 | 14 |  | CTAComponent | 1000-M4C020-04 | 4 | Release | Each | 8.0 | Hexagon Socket Head Cap Screw, M4-0.7, X20mm Long, Grade 8.8 Steel, Zinc Plated, RoHS Fastener | 11060-M4C20KCSC9Z6/912 10487-1000-M4C020-04 20589-10948-03234 24140-M4/20/SOHTCS/TC1D/ISO4762 | ANIXTER OHTA FASTENAL COMPANY TR FORMAC DIV OF TR FASTENINGS | STM
5966 | 6 | 19 |  | CTAComponent | 2000-M8-03 | 2 | Release | Each | 6.0 | Flat Washer, ISO7089, M8, Steel 200HV, Zinc Plated, RoHS Fastener | 11060-M8NWSFSTZ6/125ATP 20589-10948-03458 25114-2000-M8-03 | ANIXTER FASTENAL COMPANY TR FORMAC SHANGHAI PTE LTD | STM
5967 | 6 | 18 |  | CTAComponent | 2000-M6-03 | 3 | Release | Each | 2.0 | Flat Washer, ISO7089, M6, Steel 200HV, Zinc Plated, RoHS Fastener | 20589-10948-03457 10487-2000-M6-03 11060-M6NWSFSTZ6/125ATP 24140-M6/-/PWSTWA/TC1/DIN125 | FASTENAL COMPANY OHTA ANIXTER TR FORMAC DIV OF TR FASTENINGS | STM
5968 | 6 | 17 |  | CTAComponent | 2000-M5-03 | 5 | Release | Each | 6.0 | Flat Washer, ISO7089, M5, Steel 200HV, Zinc Plated, RoHS Fastener | A0996-BN343-M5 CR3 11060-M5NWSFSTZ6/125ATP 20589-10948-03456 24140-M5/-/PWSTWA/TC1/DIN125 10487-7130111-5 | BOSSARD ANIXTER FASTENAL COMPANY TR FORMAC DIV OF TR FASTENINGS OHTA | STM
5969 | 6 | 22 |  | CTAComponent | C2106-M4-02 | 3 | Release | Each | 8.0 | Spring Lock Washer, M4, Zinc plated, Rohs Fastener | 24140-C2106-M4-02 | TR FORMAC DIV OF TR FASTENINGS | HLE
5970 | 6 | 23 |  | CTAComponent | C2106-M6-02 | 3 | Release | Each | 2.0 | Spring Lock Washer, M6, Zinc plated, Rohs Fastener | 24140-C2106-M6-02 | TR FORMAC DIV OF TR FASTENINGS | HLE
5971 | 6 | 21 |  | CTAComponent | 3000-M8C-04 | 1 | Release | Each | 8.0 | Hexagon Nut, ISO4032, M8-1.25, Grade 8 Steel, Zinc Plated, RoHS Fastener | 20589-10948-03689 11060-M8CNFHSTZ6/934 | FASTENAL COMPANY ANIXTER | STM
5972 | 6 | 20 |  | CTAComponent | 2106-M5-14 | 1 | Release | Each | 10.0 | Spring Lock Washer with Flat Ends JIS B1251, M5, Spring Stainless Steel, Rohs Fastener | 24140-2106-M5-14 | TR FORMAC DIV OF TR FASTENINGS | STM
5973 | 6 | 27 |  | CTAComponent | 4001-M5L020-30 | 2 | Release | Each | 4.0 | Spring Pin, ISO 8752, 5mm Diameter X 20mm Long, Stainless Steel, RoHS Fastener | 11060-M5R20PRPSJ/1481 A0996-BN 337 M5 x 20mm CR6 + Free 20589-O131809 | ANIXTER BOSSARD FASTENAL COMPANY | STM
5974 | 6 | 25 |  | CTAComponent | C1213-M5C012-14 | 1 | Release | Each | 2.0 | GB_T 9074.8，M5x12mm，Grade 4.8 Steel，Zinc finish，RoHS Fastener | 25114-M5/12/PPSTPS/TC1/GB9074.8 | TR FORMAC SHANGHAI PTE LTD | HLE
5975 | 6 | 26 |  | CTAComponent | 1000-M6C008-04 | 1 | Release | Each | 2.0 | Hexagon Socket Head Cap Screw, M6-1, X8mm Long, Grade 8.8 Steel, Zinc Plated, RoHS Fastener | 10487-1000-M6C008-04 | OHTA | STM
5976 | 6 | 24 |  | CTAComponent | C2106-M8-80 | 1 | Release | Each | 10.0 | GB_T 93，M8，Spring Steel，Black Oxide finish，RoHS Fastener | 25114-M8/-/SRSTWA/BO/GB93 | TR FORMAC SHANGHAI PTE LTD | HLE
5977 | 6 | 29 |  | CTAComponent | 1000-M6C020-04 | 4 | Release | Each | 4.0 | Hexagon Socket Head Cap Screw, M6-1, X20mm Long, Grade 8.8 Steel, Zinc Plated, RoHS Fastener | 11060-M6C20KCSC9Z6/912 10487-1000-M6C020-04 24140-M6/20/SOHTCS/TC1D/DIN912 20589-10948-03240 A0996-BN 4 M6 x 20mm CR6+FREE | ANIXTER OHTA TR FORMAC DIV OF TR FASTENINGS FASTENAL COMPANY BOSSARD | STM
5978 | 6 | 28 |  | CTAComponent | 2002-M5-02 | 1 | Release | Each | 4.0 | Flat Washer, Small OD Series, ISO7092, M5, Steel 140HV, Zinc Plated, RoHS Fastener | 20589-10948-04491 11060-M5NWSFSTZ6/433 | FASTENAL COMPANY ANIXTER | STM
5979 | 5 | 6 |  | CTAComponent | C2106-M8-80 | 1 | Release | Each | 4.0 | GB_T 93，M8，Spring Steel，Black Oxide finish，RoHS Fastener | 25114-M8/-/SRSTWA/BO/GB93 | TR FORMAC SHANGHAI PTE LTD | HLE
5980 | 4 | 1 |  | CTAComponent | 5121886 | 4 | Release | Each | 1.0 | A196-B135 X-ray Tube |  |  | HLE
5981 | 3 | 3 |  | CTAAssembly | 5479479 | 6 | Release | Each | 1.0 | 12 Inch II assembly |  |  | HLE
5982 | 4 | 6 |  | CTAComponent | 3000-M8C-07 | 1 | Release | Each | 4.0 | Hexagon Nut, ISO4032, M8-1.25, Grade 12 Steel, Black Oxide, RoHS Fastener | 20589-10948-03704 A0996-1090143 11060-M8CNFHXDBO/934 | FASTENAL COMPANY BOSSARD ANIXTER | STM
5983 | 4 | 11 |  | CTAComponent | C2106-M4-02 | 3 | Release | Each | 1.0 | Spring Lock Washer, M4, Zinc plated, Rohs Fastener | 24140-C2106-M4-02 | TR FORMAC DIV OF TR FASTENINGS | HLE
5984 | 4 | 8 |  | CTAComponent | 5461759 | 1 | Release | Each | 3.0 | NYLON BINDING TIE CLAMP KSS CV-180 tie wrap 180x3.6mm Max Bundle Dia 46mm |  |  | HLE
5985 | 4 | 7 |  | CTAComponent | 5445685 | 2 | Release | Each | 1.0 | Connection board with 12 inch II |  |  | CCX
5986 | 4 | 10 |  | CTAAssembly | 5480483 | 5 | Release | Each | 1.0 | 12inch image chain system |  |  | CCX
5987 | 5 | 1 |  | CTAComponent | 5122278 | 1 | Release | Each | 1.0 | CCD Camera |  |  | HLE
5988 | 5 | 3 |  | CTAComponent | 5122280 | 1 | Release | Each | 1.0 | Thales AEC control board |  |  | HLE
5989 | 5 | 2 |  | CTAComponent | 5122279 | 1 | Release | Each | 1.0 | Optics assembly for storm digital |  |  | HLE
5990 | 5 | 5 |  | CTAComponent | 5122282 | 1 | Release | Each | 1.0 | Thales HVPS for storm digital |  |  | HLE
5991 | 5 | 6 |  | CTAComponent | 5122285 | 1 | Release | Each | 1.0 | Cable from PCU to CCD Camera |  |  | HLE
5992 | 5 | 4 |  | CTAComponent | 5122281 | 1 | Release | Each | 1.0 | Thales Optics control board |  |  | HLE
5993 | 5 | 8 |  | CTAComponent | 5455353 | 1 | Release | Each | 1.0 | 12inch Image intensifier tube |  |  | HLE
5994 | 5 | 7 |  | CTAComponent | 5441091 | 1 | Release | Each | 1.0 | Thales ADCS |  |  | HLE
5995 | 4 | 9 |  | CTAComponent | 5479710 | 3 | Release | Each | 1.0 | Ferrite split core snap-on 28A5776-0A2 |  |  | HLE
5996 | 4 | 3 |  | CTAComponent | 2000-M4-03 | 3 | Release | Each | 1.0 | FLAT WASHER - NORMAL SERIES, ISO 7089, M4 CLASS 200H STEEL, ZINC PLATED RoHS FASTENER | 24140-M4/-/PWSTWA/TC1/DIN125 10487-2000-M4-03 A0996-BN 343 M4 CR6+FREE 24432-11103691 11060-M4NWSFSTZ6/125ATP | TR FORMAC DIV OF TR FASTENINGS OHTA BOSSARD FASTENAL ANIXTER | STM
5997 | 4 | 4 |  | CTAComponent | 2000-M8-03 | 2 | Release | Each | 4.0 | Flat Washer, ISO7089, M8, Steel 200HV, Zinc Plated, RoHS Fastener | 11060-M8NWSFSTZ6/125ATP 20589-10948-03458 25114-2000-M8-03 | ANIXTER FASTENAL COMPANY TR FORMAC SHANGHAI PTE LTD | STM
5998 | 4 | 5 |  | CTAComponent | 2203-M8-07 | 3 | Release | Each | 4.0 | Curved Lock Washer, DIN 128A, M8, Spring Steel, Zinc Plated, RoHS Fastener | 20589-10948-04153 11060-M8NLOCSTMZT/128A | FASTENAL COMPANY ANIXTER | STM
5999 | 4 | 2 |  | CTAComponent | 1010-M5C016-14 | 1 | Release | Each | 12.0 | Phillips Flat Head Screw, ISO 7046, M5-0.8, X16mm Long, Grade 4.8 Steel, Zinc Plated, RoHS Fastener | 20589-10948-03516 11060-M5C16MXFSTZ6/965A | FASTENAL COMPANY ANIXTER | STM
6000 | 4 | 1 |  | CTAComponent | 1007-M4C010-14 | 2 | Release | Each | 1.0 | Phillips Pan Head Screw, ISO 7045, M4-0.7, X10mm Long, Grade 4.8 Steel, Zinc Plated, RoHS Fastener | 11060-M4C10MXPSTZ6/7985 20589-10948-03570 24140-M4/10/PPSTMC/TC1/ISO7045 | ANIXTER FASTENAL COMPANY TR FORMAC DIV OF TR FASTENINGS | STM
6001 | 3 | 4 |  | ECCCollectorPart | 5479496 | 1 | Release | Each | 1.0 | YS-51 collimator collector |  |  | HLE
6002 | 4 | 2 |  | CTAAssembly | 5125731-1 | 1 | Release | Each | 1.0 | R-500 AND VR FILTER1 ASSEMBLY |  |  | HLE
6003 | 5 | 2 |  | CTAComponent | 5125730-1 | 1 | Release | Each | 1.0 | R500 AND VR FILTER LABEL1 |  |  | HLE
6004 | 5 | 1 |  | CTAComponent | 5125729-1 | 2 | Release | Each | 1.0 | R500 and VR Filter 1 |  |  | HLE
6005 | 5 | 3 |  | CTAComponent | 5125730-7 | 2 | Release | Each | 1.0 | Filter instruction |  |  | HLE
6006 | 4 | 1 |  | CTAComponent | 5167951 | 10 | Release | Each | 1.0 | PS800+ collimator for global |  |  | CCX
6007 | 4 | 3 |  | CTAAssembly | 5125731-2 | 1 | Release | Each | 1.0 | R-500 AND VR FILTER2 ASSEMBLY |  |  | HLE
6008 | 5 | 1 |  | CTAComponent | 5125729-2 | 2 | Release | Each | 1.0 | R500 and VR Filter 2 |  |  | HLE
6009 | 5 | 2 |  | CTAComponent | 5125730-2 | 1 | Release | Each | 1.0 | R500 and VR Filter Label 2 |  |  | HLE
6010 | 5 | 3 |  | CTAComponent | 5125730-7 | 2 | Release | Each | 1.0 | Filter instruction |  |  | HLE
6011 | 4 | 4 |  | CTAComponent | 2206-M6N-05 | 1 | Release | Each | 4.0 | Nord Lock Locking Washer, Standard Series, M6, Steel, Zinc Flake Coated, RoHS Fastener | 24432-O167039 A0996-5523982 24140-M6/-/NWSTWA/DAB | FASTENAL BOSSARD TR FORMAC DIV OF TR FASTENINGS | STM
6012 | 3 | 9 |  | ECCCollectorPart | 5150270 | 3 | Release | Each | 1.0 | Generator for digital system assembly |  |  | HLE
6013 | 4 | 1 |  | CTAComponent | 5123374 | 7 | Release | Each | 1.0 | Generator for digital system |  |  | HLE
6014 | 4 | 2 |  | CTAComponent | 5442735 | 1 | Release | Each | 1.0 | generator rating plate |  |  | HLE
6015 | 5 | 1 |  | CTAComponent | 46-303268P1 | 10 | Release | Each | 1.0 | PRODUCT LOCATOR CARD FORM FOR RATING PLATES, PRINTED BY DUPLITECH | 25823-46-303268P1 | DL3 | CTZ
6016 | 1 | 21 |  | Finished Good | S1800KU | 1 | Release | Each | 1.0 | PT800ShipLabMex |  |  | CCX
6017 | 2 | 1 |  | CTAComponent | 5496969 | 1 | Release | Each | 1.0 | PS800Refresh shipping label-Mexico |  |  | CCX

## 5462021
Row Number | Level | Mark Number | Reference Designator | Type | Name | Revision | State | UOM | Quantity | Description | Manufacturer Equivalent part | Manufacturer | RDO
68 | 1 | 2 |  | Finished Good | S1800JJ | 1 | Release | Each | 1.0 | PT800+ 50KW 12IN II SYS |  |  | HLE
69 | 2 | 1 |  | ECCCollectorPart | 5462021 | 4 | Release | Each | 1.0 | Precision THUNIS-800+ 50KW system with 12 inch II |  |  | CCX
70 | 3 | 12 |  | ECCCollectorPart | 5480083 | 4 | Release | Each | 1.0 | Accessories for Precision THUNIS-800+ |  |  | CCX
71 | 4 | 2 |  | CTAComponent | 5438938 | 1 | Release | Each | 50.0 | NYLON BINDING TIE CLAMP HellermannTyton T-50L tie wrap 383x4.8mm Max Bundle Dia 105mm |  |  | HLE
72 | 4 | 5 |  | CTAAssembly | 5443544 | 4 | Release | Each | 4.0 | Dolly Assembly |  |  | CCX
73 | 5 | 2 |  | CTAComponent | 5129829 | 1 | Release | Each | 1.0 | FOOT WHWWL |  |  | HLE
74 | 5 | 1 |  | CTAComponent | 5449645 | 1 | Release | Each | 1.0 | Foot Wheel Bracket |  |  | CCX
75 | 5 | 3 |  | CTAComponent | 1000-M12C020-04 | 2 | Release | Each | 3.0 | Hexagon Socket Head Cap Screw, M12-1.75, X20mm Long, Grade 8.8 Steel, Zinc Plated, RoHS Fastener | 20589-10948-03245 11060-M12C20KCSC9Z6/912 10487-1000-M12C020-04 | FASTENAL COMPANY ANIXTER OHTA | STM
76 | 4 | 4 |  | CTAOOC | 5310219 | 1 | Standard | Each | 1.0 | Ferrite split core snap-on 28A5131-0A2 | 10309-28A5131-OA2 | STEWARD | EVS
77 | 4 | 1 |  | CTAComponent | 5461759 | 1 | Release | Each | 50.0 | NYLON BINDING TIE CLAMP KSS CV-180 tie wrap 180x3.6mm Max Bundle Dia 46mm |  |  | HLE
78 | 4 | 3 |  | ECCCollectorPart | 5448457 | 3 | Release | Each | 1.0 | Fuse collector |  |  | HLE
79 | 5 | 1 |  | CTAComponent | 5447604 | 1 | Release | Each | 2.0 | 8A Fuse |  |  | HLE
80 | 5 | 4 |  | CTAComponent | 5449858 | 1 | Release | Each | 1.0 | 4A Fuse |  |  | HLE
81 | 5 | 3 |  | CTAComponent | 5438741 | 1 | Release | Each | 2.0 | 10A fuse |  |  | HLE
82 | 5 | 2 |  | CTAComponent | 5438743 | 1 | Release | Each | 2.0 | 2A fuse |  |  | HLE
83 | 4 | 7 |  | CTAComponent | 5445416-3 | 1 | Release | Each | 2.0 | AVID PRODUCTS STEEL P-CLAMP or R-clamp DIA7.9, WIDE9.7,19243 SCP-5-323-203 |  |  | HLE
84 | 3 | 9 |  | ECCCollectorPart | 5150270 | 3 | Release | Each | 1.0 | Generator for digital system assembly |  |  | HLE
85 | 4 | 1 |  | CTAComponent | 5123374 | 7 | Release | Each | 1.0 | Generator for digital system |  |  | HLE
86 | 4 | 2 |  | CTAComponent | 5442735 | 1 | Release | Each | 1.0 | generator rating plate |  |  | HLE
87 | 5 | 1 |  | CTAComponent | 46-303268P1 | 10 | Release | Each | 1.0 | PRODUCT LOCATOR CARD FORM FOR RATING PLATES, PRINTED BY DUPLITECH | 25823-46-303268P1 | DL3 | CTZ
88 | 3 | 7 |  | CTAComponent | 5438408 | 2 | Release | Each | 1.0 | 19 inch mono displayer |  |  | CCX
89 | 3 | 10 |  | ECCCollectorPart | 5479472 | 6 | Release | Each | 1.0 | PT800+ 50KW 12IN II SYS Label collector |  |  | CCX
90 | 4 | 3 |  | CTAComponent | 5438721-EN | 1 | Release | Each | 1.0 | Warning label for compressor |  |  | CCX
91 | 4 | 16 |  | CTAComponent | 5442749-EN | 1 | Release | Each | 1.0 | Table gear warning label |  |  | CCX
92 | 4 | 19 |  | CTAComponent | 5445163-EN | 1 | Release | Each | 1.0 | Caution label for footrest |  |  | CCX
93 | 4 | 22 |  | CTAComponent | 5456190-EN | 2 | Release | Each | 1.0 | Caution label 2 |  |  | CCX
94 | 4 | 23 |  | CTAComponent | 5456960-EN | 2 | Release | Each | 1.0 | Caution label 3 |  |  | CCX
95 | 4 | 21 |  | CTAComponent | 5451205-EN | 2 | Release | Each | 1.0 | Operation Warning label |  |  | CCX
96 | 4 | 18 |  | CTAComponent | 5443538-EN | 1 | Release | Each | 1.0 | Danger label1 |  |  | CCX
97 | 4 | 15 |  | CTAComponent | 5440265-EN | 1 | Release | Each | 1.0 | PDU Safety Warning |  |  | CCX
98 | 4 | 1 |  | CTAComponent | 5497155 | 3 | Release | Each | 1.0 | PS800Refresh LATAM label |  |  | CCX
99 | 5 | 1 |  | CTAComponent | 5497750 | 1 | Release | Each | 1.0 | Label sheet |  |  | CCX
100 | 4 | 6 |  | CTAComponent | 5462280 | 1 | Release | Each | 2.0 | HV Cable Label- |  |  | HLE
101 | 4 | 4 |  | CTAComponent | 5449450 | 2 | Release | Each | 1.0 | eIFU Label | 19212-5449450 | DURATECH | BAW
102 | 4 | 11 |  | CTAComponent | 5454509 | 1 | Release | Each | 1.0 | PDU rating plate |  |  | HLE
103 | 5 | 1 |  | CTAComponent | 46-303268P1 | 10 | Release | Each | 1.0 | PRODUCT LOCATOR CARD FORM FOR RATING PLATES, PRINTED BY DUPLITECH | 25823-46-303268P1 | DL3 | CTZ
104 | 4 | 10 |  | CTAComponent | 5459238 | 1 | Release | Each | 1.0 | table rating plate |  |  | HLE
105 | 5 | 1 |  | CTAComponent | 46-303268P1 | 10 | Release | Each | 1.0 | PRODUCT LOCATOR CARD FORM FOR RATING PLATES, PRINTED BY DUPLITECH | 25823-46-303268P1 | DL3 | CTZ
106 | 4 | 8 |  | CTAComponent | 5442735 | 1 | Release | Each | 1.0 | generator rating plate |  |  | HLE
107 | 5 | 1 |  | CTAComponent | 46-303268P1 | 10 | Release | Each | 1.0 | PRODUCT LOCATOR CARD FORM FOR RATING PLATES, PRINTED BY DUPLITECH | 25823-46-303268P1 | DL3 | CTZ
108 | 4 | 9 |  | CTAComponent | 5446751 | 1 | Release | Each | 1.0 | console rating plate |  |  | HLE
109 | 5 | 1 |  | CTAComponent | 46-303268P1 | 10 | Release | Each | 1.0 | PRODUCT LOCATOR CARD FORM FOR RATING PLATES, PRINTED BY DUPLITECH | 25823-46-303268P1 | DL3 | CTZ
110 | 4 | 5 |  | CTAComponent | 5449177 | 1 | Release | Each | 2.0 | HV Cable Label+ |  |  | HLE
111 | 4 | 2 |  | CTAComponent | 2132620 | 2 | Release | Each | 1.0 | EMC LABEL CLASS A GROUP 1 | 19212-201814 | DURATECH | PET
112 | 4 | 25 |  | CTAComponent | 5457744-EN | 1 | Release | Each | 1.0 | Danger label 2 |  |  | CCX
113 | 4 | 12 |  | CTAComponent | 5453315 | 4 | Release | Each | 1.0 | Label ISO 7010-M002 for IEC V3 |  |  | HLE
114 | 4 | 24 |  | CTAComponent | 5456962-EN | 2 | Release | Each | 1.0 | Warning label1 |  |  | CCX
115 | 4 | 26 |  | CTAComponent | 5439526-EN | 1 | Release | Each | 1.0 | Caution label1 |  |  | CCX
116 | 4 | 13 |  | CTAComponent | 5474222 | 4 | Release | Each | 1.0 | PS800_R system II rating label 50KW |  |  | CCX
117 | 3 | 14 |  | CTAComponent | 5123312-3 | 1 | Release | Each | 1.0 | CPI Generator Console PSP |  |  | CCX
118 | 3 | 4 |  | ECCCollectorPart | 5479496 | 1 | Release | Each | 1.0 | YS-51 collimator collector |  |  | HLE
119 | 4 | 2 |  | CTAAssembly | 5125731-1 | 1 | Release | Each | 1.0 | R-500 AND VR FILTER1 ASSEMBLY |  |  | HLE
120 | 5 | 2 |  | CTAComponent | 5125730-1 | 1 | Release | Each | 1.0 | R500 AND VR FILTER LABEL1 |  |  | HLE
121 | 5 | 1 |  | CTAComponent | 5125729-1 | 2 | Release | Each | 1.0 | R500 and VR Filter 1 |  |  | HLE
122 | 5 | 3 |  | CTAComponent | 5125730-7 | 2 | Release | Each | 1.0 | Filter instruction |  |  | HLE
123 | 4 | 1 |  | CTAComponent | 5167951 | 10 | Release | Each | 1.0 | PS800+ collimator for global |  |  | CCX
124 | 4 | 3 |  | CTAAssembly | 5125731-2 | 1 | Release | Each | 1.0 | R-500 AND VR FILTER2 ASSEMBLY |  |  | HLE
125 | 5 | 1 |  | CTAComponent | 5125729-2 | 2 | Release | Each | 1.0 | R500 and VR Filter 2 |  |  | HLE
126 | 5 | 2 |  | CTAComponent | 5125730-2 | 1 | Release | Each | 1.0 | R500 and VR Filter Label 2 |  |  | HLE
127 | 5 | 3 |  | CTAComponent | 5125730-7 | 2 | Release | Each | 1.0 | Filter instruction |  |  | HLE
128 | 4 | 4 |  | CTAComponent | 2206-M6N-05 | 1 | Release | Each | 4.0 | Nord Lock Locking Washer, Standard Series, M6, Steel, Zinc Flake Coated, RoHS Fastener | 24432-O167039 A0996-5523982 24140-M6/-/NWSTWA/DAB | FASTENAL BOSSARD TR FORMAC DIV OF TR FASTENINGS | STM
129 | 3 | 2 |  | CTAAssembly | 5480081 | 2 | Release | Each | 1.0 | A-196 X-ray tube assembly for Precision THUNIS-800+ |  |  | CCX
130 | 4 | 2 |  | CTAAssembly | 5479445 | 3 | Release | Each | 1.0 | Tube holder for A196 |  |  | HLE
131 | 5 | 2 |  | CTAComponent | 5457707 | 3 | Release | Each | 2.0 | Table tube tilt Button and Cable |  |  | HLE
132 | 5 | 4 |  | CTAComponent | 1000-M8C025-04 | 3 | Release | Each | 4.0 | Hexagon Socket Head Cap Screw, M8-1.25, X25mm Long, Grade 8.8 Steel, Zinc Plated, RoHS Fastener | 11060-M8C25KCSC9Z6/912 20589-ZS2580025ZP0000 24140-M8/25/SOHTCS/TC1D/DIN912 10487-1000-M8C025-04 | ANIXTER FASTENAL COMPANY TR FORMAC DIV OF TR FASTENINGS OHTA | STM
133 | 5 | 5 |  | CTAComponent | 2000-M8-03 | 2 | Release | Each | 4.0 | Flat Washer, ISO7089, M8, Steel 200HV, Zinc Plated, RoHS Fastener | 11060-M8NWSFSTZ6/125ATP 20589-10948-03458 25114-2000-M8-03 | ANIXTER FASTENAL COMPANY TR FORMAC SHANGHAI PTE LTD | STM
134 | 5 | 3 |  | CTAComponent | 1000-M4C045-04 | 1 | Release | Each | 4.0 | Hexagon Socket Head Cap Screw, M4-0.7, X45mm Long, Grade 8.8 Steel, Zinc Plated, RoHS Fastener | 11060-M4C45KCSC9Z6/912 A0996-BN 4 M4 x 45mm CR6+FREE 24140-M4/45/SOHTCS/TC1D/DIN912 24432-11103203 | ANIXTER BOSSARD TR FORMAC DIV OF TR FASTENINGS FASTENAL | STM
135 | 5 | 1 |  | CTAAssembly | 5436108 | 5 | Release | Each | 1.0 | Tube bracket assembly for A196 |  |  | CCX
136 | 6 | 2 |  | CTAComponent | 5492696 | 1 | Release | Each | 1.0 | Tube inside clamp 2 |  |  | CCX
137 | 6 | 1 |  | CTAComponent | 5492695 | 1 | Release | Each | 1.0 | Tube inside clamp 1 |  |  | CCX
138 | 6 | 6 |  | CTAComponent | 5492698 | 1 | Release | Each | 1.0 | Tube inside clamp 4 |  |  | CCX
139 | 6 | 5 |  | CTAComponent | 5492697 | 1 | Release | Each | 1.0 | Tube inside clamp 3 |  |  | CCX
140 | 6 | 4 |  | CTAAssembly | 5492700 | 1 | Release | Each | 1.0 | Tube outside clamp 2 |  |  | CCX
141 | 7 | 2 |  | CTAComponent | 5492702 | 1 | Release | Each | 1.0 | Clamp 2 |  |  | CCX
142 | 7 | 1 |  | CTAComponent | 5492701 | 1 | Release | Each | 1.0 | Clamp 1 |  |  | CCX
143 | 7 | 5 |  | CTAComponent | 2106-M5-14 | 1 | Release | Each | 4.0 | Spring Lock Washer with Flat Ends JIS B1251, M5, Spring Stainless Steel, Rohs Fastener | 24140-2106-M5-14 | TR FORMAC DIV OF TR FASTENINGS | STM
144 | 7 | 3 |  | CTAComponent | 1000-M5C020-04 | 4 | Release | Each | 4.0 | Hexagon Socket Head Cap Screw, M5-0.8, X20mm Long, Grade 8.8 Steel, Zinc Plated, RoHS Fastener | 11060-M5C20KCSC9Z6/912 24140-M5/20/SOHTCS/TC1D/DIN912 10487-1000-M5C020-04 20589-11103212 A0996-BN 4 M5 x 20mm CR6+FREE | ANIXTER TR FORMAC DIV OF TR FASTENINGS OHTA FASTENAL COMPANY BOSSARD | STM
145 | 7 | 4 |  | CTAComponent | 2000-M5-03 | 5 | Release | Each | 4.0 | Flat Washer, ISO7089, M5, Steel 200HV, Zinc Plated, RoHS Fastener | A0996-BN343-M5 CR3 11060-M5NWSFSTZ6/125ATP 20589-10948-03456 24140-M5/-/PWSTWA/TC1/DIN125 10487-7130111-5 | BOSSARD ANIXTER FASTENAL COMPANY TR FORMAC DIV OF TR FASTENINGS OHTA | STM
146 | 6 | 3 |  | CTAAssembly | 5492699 | 1 | Release | Each | 1.0 | Tube outside clamp 1 |  |  | CCX
147 | 7 | 1 |  | CTAComponent | 5492701 | 1 | Release | Each | 1.0 | Clamp 1 |  |  | CCX
148 | 7 | 2 |  | CTAComponent | 5492702 | 1 | Release | Each | 1.0 | Clamp 2 |  |  | CCX
149 | 7 | 3 |  | CTAComponent | 1000-M5C020-04 | 4 | Release | Each | 4.0 | Hexagon Socket Head Cap Screw, M5-0.8, X20mm Long, Grade 8.8 Steel, Zinc Plated, RoHS Fastener | 11060-M5C20KCSC9Z6/912 24140-M5/20/SOHTCS/TC1D/DIN912 10487-1000-M5C020-04 20589-11103212 A0996-BN 4 M5 x 20mm CR6+FREE | ANIXTER TR FORMAC DIV OF TR FASTENINGS OHTA FASTENAL COMPANY BOSSARD | STM
150 | 7 | 5 |  | CTAComponent | 2106-M5-14 | 1 | Release | Each | 4.0 | Spring Lock Washer with Flat Ends JIS B1251, M5, Spring Stainless Steel, Rohs Fastener | 24140-2106-M5-14 | TR FORMAC DIV OF TR FASTENINGS | STM
151 | 7 | 4 |  | CTAComponent | 2000-M5-03 | 5 | Release | Each | 4.0 | Flat Washer, ISO7089, M5, Steel 200HV, Zinc Plated, RoHS Fastener | A0996-BN343-M5 CR3 11060-M5NWSFSTZ6/125ATP 20589-10948-03456 24140-M5/-/PWSTWA/TC1/DIN125 10487-7130111-5 | BOSSARD ANIXTER FASTENAL COMPANY TR FORMAC DIV OF TR FASTENINGS OHTA | STM
152 | 6 | 9 |  | CTAAssembly | 5492705 | 1 | Release | Each | 1.0 | Locking device ASM |  |  | CCX
153 | 7 | 2 |  | CTAComponent | 5492707 | 1 | Release | Each | 1.0 | Locking device lever |  |  | CCX
154 | 7 | 3 |  | CTAComponent | 5492708 | 1 | Release | Each | 1.0 | Locking device pin |  |  | CCX
155 | 7 | 1 |  | CTAComponent | 5492706 | 1 | Release | Each | 1.0 | Locking device bracket |  |  | CCX
156 | 7 | 4 |  | CTAComponent | 5495676 | 1 | Release | Each | 1.0 | Circlip for shaft_DE-6 |  |  | CCX
157 | 6 | 10 |  | CTAComponent | 5492710 | 1 | Release | Each | 4.0 | Cover mounting screw |  |  | CCX
158 | 6 | 8 |  | CTAComponent | 5461795 | 1 | Release | Each | 1.0 | Fan bracket |  |  | CCX
159 | 6 | 7 |  | CTAAssembly | 5454548 | 1 | Release | Each | 1.0 | Handle ASM |  |  | CCX
160 | 7 | 2 |  | CTAAssembly | 5492703 | 1 | Release | Each | 1.0 | Handle |  |  | CCX
161 | 8 | 1 |  | CTAComponent | 5449817 | 1 | Release | Each | 1.0 | Rectangular tube |  |  | CCX
162 | 8 | 2 |  | CTAAssembly | 5444515 | 1 | Release | Each | 1.0 | Handle |  |  | CCX
163 | 9 | 2 |  | CTAComponent | 5437365 | 1 | Release | Each | 2.0 | Switch mounting plate |  |  | CCX
164 | 9 | 1 |  | CTAComponent | 5451400 | 1 | Release | Each | 1.0 | Pipe |  |  | CCX
165 | 7 | 1 |  | CTAComponent | 5492799 | 1 | Release | Each | 1.0 | Handle bracket |  |  | CCX
166 | 6 | 12 |  | CTAAssembly | 5492716 | 1 | Release | Each | 1.0 | Locking screw |  |  | CCX
167 | 7 | 2 |  | CTAComponent | 5492715 | 1 | Release | Each | 1.0 | Screw |  |  | CCX
168 | 7 | 3 |  | CTAComponent | 4001-M4L010-30 | 2 | Release | Each | 1.0 | Spring Pin, ISO 8752, 4mm Diameter X 10mm Long, Stainless Steel, RoHS Fastener | 11060-M4R10PRPSJ/1481 A0996-BN 337 M4 x 10mm CR6 + Free 20589-O131787 | ANIXTER BOSSARD FASTENAL COMPANY | STM
169 | 7 | 1 |  | CTAComponent | 5492714 | 1 | Release | Each | 1.0 | Nut |  |  | CCX
170 | 6 | 13 |  | CTAAssembly | 5438744 | 1 | Release | Each | 1.0 | Electromagnetic brake ASM |  |  | CCX
171 | 7 | 1 |  | CTAAssembly | 5495284 | 1 | Release | Each | 1.0 | Braking shaft ASM |  |  | CCX
172 | 8 | 2 |  | CTAComponent | 5436068 | 1 | Release | Each | 1.0 | Connecting plate |  |  | CCX
173 | 8 | 1 |  | CTAComponent | 5445368 | 1 | Release | Each | 1.0 | Shaft |  |  | CCX
174 | 7 | 3 |  | CTAAssembly | 5492724 | 1 | Release | Each | 1.0 | Brake bracket |  |  | CCX
175 | 8 | 2 |  | CTAComponent | 5492721 | 1 | Release | Each | 1.0 | Plate 1 |  |  | CCX
176 | 8 | 4 |  | CTAComponent | 5492723 | 1 | Release | Each | 2.0 | Plate 3 |  |  | CCX
177 | 8 | 3 |  | CTAComponent | 5492722 | 1 | Release | Each | 2.0 | Plate 2 |  |  | CCX
178 | 8 | 1 |  | CTAComponent | 5492720 | 1 | Release | Each | 1.0 | Sleeve |  |  | CCX
179 | 8 | 6 |  | CTAComponent | 4001-M4L010-30 | 2 | Release | Each | 2.0 | Spring Pin, ISO 8752, 4mm Diameter X 10mm Long, Stainless Steel, RoHS Fastener | 11060-M4R10PRPSJ/1481 A0996-BN 337 M4 x 10mm CR6 + Free 20589-O131787 | ANIXTER BOSSARD FASTENAL COMPANY | STM
180 | 8 | 5 |  | CTAComponent | 5492725 | 1 | Release | Each | 1.0 | Positioning sleeve |  |  | CCX
181 | 7 | 6 |  | CTAComponent | 5441134 | 1 | Release | Each | 1.0 | End plate |  |  | CCX
182 | 7 | 5 |  | CTAComponent | 5450473 | 1 | Release | Each | 1.0 | Shaft sleeve 2 |  |  | CCX
183 | 7 | 4 |  | CTAComponent | 5492726 | 1 | Release | Each | 1.0 | Key |  |  | CCX
184 | 7 | 2 |  | CTAComponent | 5448410 | 1 | Release | Each | 1.0 | Shaft sleeve1 |  |  | CCX
185 | 7 | 10 |  | CTAAssembly | 5492768 | 1 | Release | Each | 1.0 | Limited screw |  |  | CCX
186 | 8 | 2 |  | CTAComponent | 5492767 | 1 | Release | Each | 1.0 | Nylon head |  |  | CCX
187 | 8 | 1 |  | CTAComponent | 5492766 | 1 | Release | Each | 1.0 | M8_Screw |  |  | CCX
188 | 7 | 8 |  | CTAComponent | 5492739 | 2 | Release | Each | 1.0 | Positioning device cover |  |  | CCX
189 | 7 | 9 |  | CTAAssembly | 5492741 | 1 | Release | Each | 1.0 | Micro switch ASM_tilt |  |  | CCX
190 | 8 | 2 |  | CTAComponent | 5461564 | 2 | Release | Each | 1.0 | MICRO SWITCH |  |  | HLE
191 | 8 | 4 |  | CTAComponent | 5459257 | 1 | Release | Each | 1.0 | thread hole plate |  |  | CCX
192 | 8 | 3 |  | CTAComponent | C1213-M4C030-14 | 1 | Release | Each | 2.0 | GB_T 9074.8，M4x30mm，Grade 4.8 Steel，Zinc finish，RoHS Fastener | 25114-M4/30/PPSTPS/TC1/GB9074.8 | TR FORMAC SHANGHAI PTE LTD | HLE
193 | 8 | 1 |  | CTAComponent | 5492740 | 1 | Release | Each | 1.0 | Micro switch bracket |  |  | CCX
194 | 8 | 6 |  | CTAComponent | 5447590 | 1 | Release | Each | 1.0 | through hole plate |  |  | CCX
195 | 8 | 5 |  | CTAComponent | 5460819 | 1 | Release | Each | 1.0 | insulation piece |  |  | CCX
196 | 7 | 7 |  | CTAAssembly | 5492738 | 1 | Release | Each | 1.0 | Positioning device |  |  | CCX
197 | 8 | 1 |  | CTAComponent | 5492727 | 1 | Release | Each | 1.0 | Fixed shaft 1 |  |  | CCX
198 | 8 | 3 |  | CTAComponent | 5492729 | 1 | Release | Each | 1.0 | Lever |  |  | CCX
199 | 8 | 4 |  | CTAAssembly | 5492734 | 1 | Release | Each | 1.0 | Wheel ASM |  |  | CCX
200 | 9 | 2 |  | CTAComponent | 5492731 | 1 | Release | Each | 1.0 | Pin |  |  | CCX
201 | 9 | 3 |  | CTAComponent | 5492732 | 1 | Release | Each | 1.0 | Wheel |  |  | CCX
202 | 9 | 1 |  | CTAComponent | 5492730 | 1 | Release | Each | 1.0 | Wheel bracket |  |  | CCX
203 | 9 | 4 |  | CTAComponent | 5492733 | 1 | Release | Each | 1.0 | Circlip for shaft_DE-4 |  |  | CCX
204 | 8 | 2 |  | CTAComponent | 5492728 | 1 | Release | Each | 1.0 | Fixed shaft 2 |  |  | CCX
205 | 8 | 6 |  | CTAComponent | 1000-M4C012-04 | 4 | Release | Each | 2.0 | Hexagon Socket Head Cap Screw, M4-0.7, X12mm Long, Grade 8.8 Steel, Zinc Plated, RoHS Fastener | 11060-M4C12KCSC9Z6/912 24140-M4/12/SOHTCS/TC1D/DIN912 20589-10948-03232 10487-1000-M4C012-04 A0996-BN 4 M4 X 12mm CR6+FREE | ANIXTER TR FORMAC DIV OF TR FASTENINGS FASTENAL COMPANY OHTA BOSSARD | STM
206 | 8 | 7 |  | CTAComponent | 2000-M4-03 | 3 | Release | Each | 2.0 | FLAT WASHER - NORMAL SERIES, ISO 7089, M4 CLASS 200H STEEL, ZINC PLATED RoHS FASTENER | 24140-M4/-/PWSTWA/TC1/DIN125 10487-2000-M4-03 A0996-BN 343 M4 CR6+FREE 24432-11103691 11060-M4NWSFSTZ6/125ATP | TR FORMAC DIV OF TR FASTENINGS OHTA BOSSARD FASTENAL ANIXTER | STM
207 | 8 | 5 |  | CTAComponent | 5492735 | 1 | Release | Each | 1.0 | Spring |  |  | CCX
208 | 8 | 8 |  | CTAComponent | C2106-M4-02 | 3 | Release | Each | 2.0 | Spring Lock Washer, M4, Zinc plated, Rohs Fastener | 24140-C2106-M4-02 | TR FORMAC DIV OF TR FASTENINGS | HLE
209 | 8 | 10 |  | CTAComponent | 3001-M12C-27 | 1 | Release | Each | 1.0 | Hexagon Thin Nut, ISO4035, M12-1.75, Grade 04 Steel, Zinc Plated, RoHS Fastener | 20589-10948-03716 11060-M12CNFJSTZ6/4035 | FASTENAL COMPANY ANIXTER | STM
210 | 8 | 9 |  | CTAComponent | 5495677 | 1 | Release | Each | 1.0 | Circlip for shaft_DE-8 |  |  | CCX
211 | 7 | 12 |  | CTAComponent | 1000-M5C016-04 | 5 | Release | Each | 4.0 | Hexagon Socket Head Cap Screw, M5-0.8, X16mm Long, Grade 8.8 Steel, Zinc Plated, RoHS Fastener | 11060-M5C16KCSC9Z6/912 24140-M5/16/SOHTCS/TC1D/DIN912 10487-1000-M5C016-04 20589-ZS2540016ZP0000 A0996-BN 4 M5 x 16mm CR6+FREE | ANIXTER TR FORMAC DIV OF TR FASTENINGS OHTA FASTENAL COMPANY BOSSARD | STM
212 | 7 | 13 |  | CTAComponent | 1000-M6C016-04 | 4 | Release | Each | 4.0 | Hexagon Socket Head Cap Screw, M6-1, X16mm Long, Grade 8.8 Steel, Zinc Plated, RoHS Fastener | 20589-10948-03239 10487-1000-M6C016-04 24140-M6/16/SOHTCS/TC1D/DIN912 11060-M6C16KCSC9Z6/912 A0996-BN 4 M6 x 16mm CR6+FREE | FASTENAL COMPANY OHTA TR FORMAC DIV OF TR FASTENINGS ANIXTER BOSSARD | STM
213 | 7 | 11 |  | CTAComponent | 1000-M5C012-04 | 5 | Release | Each | 2.0 | Hexagon Socket Head Cap Screw, M5-0.8, X12mm Long, Grade 8.8 Steel, Zinc Plated, RoHS Fastener | 11060-M5C12KCSC9Z6/912 10487-1000-M5C012-04 24140-M5/12/SOHTCS/TC1D/DIN912 20589-ZS2540012ZP0000 A0996-BN 3 M5x12mm CR6+FREE | ANIXTER OHTA TR FORMAC DIV OF TR FASTENINGS FASTENAL COMPANY BOSSARD | STM
214 | 7 | 15 |  | CTAComponent | 2000-M6-03 | 3 | Release | Each | 4.0 | Flat Washer, ISO7089, M6, Steel 200HV, Zinc Plated, RoHS Fastener | 20589-10948-03457 10487-2000-M6-03 11060-M6NWSFSTZ6/125ATP 24140-M6/-/PWSTWA/TC1/DIN125 | FASTENAL COMPANY OHTA ANIXTER TR FORMAC DIV OF TR FASTENINGS | STM
215 | 7 | 14 |  | CTAComponent | 2000-M5-03 | 5 | Release | Each | 4.0 | Flat Washer, ISO7089, M5, Steel 200HV, Zinc Plated, RoHS Fastener | A0996-BN343-M5 CR3 11060-M5NWSFSTZ6/125ATP 20589-10948-03456 24140-M5/-/PWSTWA/TC1/DIN125 10487-7130111-5 | BOSSARD ANIXTER FASTENAL COMPANY TR FORMAC DIV OF TR FASTENINGS OHTA | STM
216 | 7 | 18 |  | CTAComponent | C2106-M8-80 | 1 | Release | Each | 1.0 | GB_T 93，M8，Spring Steel，Black Oxide finish，RoHS Fastener | 25114-M8/-/SRSTWA/BO/GB93 | TR FORMAC SHANGHAI PTE LTD | HLE
217 | 7 | 17 |  | CTAComponent | C2106-M6-02 | 3 | Release | Each | 4.0 | Spring Lock Washer, M6, Zinc plated, Rohs Fastener | 24140-C2106-M6-02 | TR FORMAC DIV OF TR FASTENINGS | HLE
218 | 7 | 16 |  | CTAComponent | 2000-M8-03 | 2 | Release | Each | 1.0 | Flat Washer, ISO7089, M8, Steel 200HV, Zinc Plated, RoHS Fastener | 11060-M8NWSFSTZ6/125ATP 20589-10948-03458 25114-2000-M8-03 | ANIXTER FASTENAL COMPANY TR FORMAC SHANGHAI PTE LTD | STM
219 | 7 | 20 |  | CTAComponent | 2206-M5N-05 | 1 | Release | Each | 2.0 | Nord Lock Locking Washer, Standard Series, M5, Steel, Zinc Flake Coated, RoHS Fastener | 24432-O162562 A0996-3220543 24140-M5/-/NWSTWA/DAB | FASTENAL BOSSARD TR FORMAC DIV OF TR FASTENINGS | STM
220 | 7 | 19 |  | CTAComponent | 2106-M5-14 | 1 | Release | Each | 4.0 | Spring Lock Washer with Flat Ends JIS B1251, M5, Spring Stainless Steel, Rohs Fastener | 24140-2106-M5-14 | TR FORMAC DIV OF TR FASTENINGS | STM
221 | 7 | 22 |  | CTAComponent | 5462294 | 2 | Release | Each | 1.0 | Electromagnetic brake |  |  | CCX
222 | 7 | 23 |  | CTAComponent | 5453714 | 1 | Release | Each | 2.0 | Bearing NSK 6007ZZ |  |  | CCX
223 | 7 | 21 |  | CTAComponent | 3000-M8C-04 | 1 | Release | Each | 1.0 | Hexagon Nut, ISO4032, M8-1.25, Grade 8 Steel, Zinc Plated, RoHS Fastener | 20589-10948-03689 11060-M8CNFHSTZ6/934 | FASTENAL COMPANY ANIXTER | STM
224 | 7 | 25 |  | CTAComponent | 5492770 | 1 | Release | Each | 1.0 | Circlip for hole-GB893.1-86 62 Series Fastener Drawing RoHS Compliant |  |  | CCX
225 | 7 | 24 |  | CTAComponent | 5492769 | 1 | Release | Each | 1.0 | Circlip for shaft-GB894.1-86 35 Series Fastener Drawing RoHS Compliant |  |  | CCX
226 | 6 | 11 |  | CTAAssembly | 5492713 | 1 | Release | Each | 6.0 | Supporting bearing ASM |  |  | CCX
227 | 7 | 2 |  | CTAComponent | 5492711 | 1 | Release | Each | 1.0 | Bearing NSK 6800ZZ |  |  | CCX
228 | 7 | 3 |  | CTAComponent | C2106-M8-80 | 1 | Release | Each | 1.0 | GB_T 93，M8，Spring Steel，Black Oxide finish，RoHS Fastener | 25114-M8/-/SRSTWA/BO/GB93 | TR FORMAC SHANGHAI PTE LTD | HLE
229 | 7 | 1 |  | CTAComponent | 5492712 | 1 | Release | Each | 1.0 | Shaft |  |  | CCX
230 | 6 | 15 |  | CTAComponent | 1000-M5C012-04 | 5 | Release | Each | 10.0 | Hexagon Socket Head Cap Screw, M5-0.8, X12mm Long, Grade 8.8 Steel, Zinc Plated, RoHS Fastener | 11060-M5C12KCSC9Z6/912 10487-1000-M5C012-04 24140-M5/12/SOHTCS/TC1D/DIN912 20589-ZS2540012ZP0000 A0996-BN 3 M5x12mm CR6+FREE | ANIXTER OHTA TR FORMAC DIV OF TR FASTENINGS FASTENAL COMPANY BOSSARD | STM
231 | 6 | 16 |  | CTAComponent | 1000-M8C025-04 | 3 | Release | Each | 6.0 | Hexagon Socket Head Cap Screw, M8-1.25, X25mm Long, Grade 8.8 Steel, Zinc Plated, RoHS Fastener | 11060-M8C25KCSC9Z6/912 20589-ZS2580025ZP0000 24140-M8/25/SOHTCS/TC1D/DIN912 10487-1000-M8C025-04 | ANIXTER FASTENAL COMPANY TR FORMAC DIV OF TR FASTENINGS OHTA | STM
232 | 6 | 14 |  | CTAComponent | 1000-M4C020-04 | 4 | Release | Each | 8.0 | Hexagon Socket Head Cap Screw, M4-0.7, X20mm Long, Grade 8.8 Steel, Zinc Plated, RoHS Fastener | 11060-M4C20KCSC9Z6/912 10487-1000-M4C020-04 20589-10948-03234 24140-M4/20/SOHTCS/TC1D/ISO4762 | ANIXTER OHTA FASTENAL COMPANY TR FORMAC DIV OF TR FASTENINGS | STM
233 | 6 | 19 |  | CTAComponent | 2000-M8-03 | 2 | Release | Each | 6.0 | Flat Washer, ISO7089, M8, Steel 200HV, Zinc Plated, RoHS Fastener | 11060-M8NWSFSTZ6/125ATP 20589-10948-03458 25114-2000-M8-03 | ANIXTER FASTENAL COMPANY TR FORMAC SHANGHAI PTE LTD | STM
234 | 6 | 18 |  | CTAComponent | 2000-M6-03 | 3 | Release | Each | 2.0 | Flat Washer, ISO7089, M6, Steel 200HV, Zinc Plated, RoHS Fastener | 20589-10948-03457 10487-2000-M6-03 11060-M6NWSFSTZ6/125ATP 24140-M6/-/PWSTWA/TC1/DIN125 | FASTENAL COMPANY OHTA ANIXTER TR FORMAC DIV OF TR FASTENINGS | STM
235 | 6 | 17 |  | CTAComponent | 2000-M5-03 | 5 | Release | Each | 6.0 | Flat Washer, ISO7089, M5, Steel 200HV, Zinc Plated, RoHS Fastener | A0996-BN343-M5 CR3 11060-M5NWSFSTZ6/125ATP 20589-10948-03456 24140-M5/-/PWSTWA/TC1/DIN125 10487-7130111-5 | BOSSARD ANIXTER FASTENAL COMPANY TR FORMAC DIV OF TR FASTENINGS OHTA | STM
236 | 6 | 22 |  | CTAComponent | C2106-M4-02 | 3 | Release | Each | 8.0 | Spring Lock Washer, M4, Zinc plated, Rohs Fastener | 24140-C2106-M4-02 | TR FORMAC DIV OF TR FASTENINGS | HLE
237 | 6 | 23 |  | CTAComponent | C2106-M6-02 | 3 | Release | Each | 2.0 | Spring Lock Washer, M6, Zinc plated, Rohs Fastener | 24140-C2106-M6-02 | TR FORMAC DIV OF TR FASTENINGS | HLE
238 | 6 | 21 |  | CTAComponent | 3000-M8C-04 | 1 | Release | Each | 8.0 | Hexagon Nut, ISO4032, M8-1.25, Grade 8 Steel, Zinc Plated, RoHS Fastener | 20589-10948-03689 11060-M8CNFHSTZ6/934 | FASTENAL COMPANY ANIXTER | STM
239 | 6 | 20 |  | CTAComponent | 2106-M5-14 | 1 | Release | Each | 10.0 | Spring Lock Washer with Flat Ends JIS B1251, M5, Spring Stainless Steel, Rohs Fastener | 24140-2106-M5-14 | TR FORMAC DIV OF TR FASTENINGS | STM
240 | 6 | 27 |  | CTAComponent | 4001-M5L020-30 | 2 | Release | Each | 4.0 | Spring Pin, ISO 8752, 5mm Diameter X 20mm Long, Stainless Steel, RoHS Fastener | 11060-M5R20PRPSJ/1481 A0996-BN 337 M5 x 20mm CR6 + Free 20589-O131809 | ANIXTER BOSSARD FASTENAL COMPANY | STM
241 | 6 | 25 |  | CTAComponent | C1213-M5C012-14 | 1 | Release | Each | 2.0 | GB_T 9074.8，M5x12mm，Grade 4.8 Steel，Zinc finish，RoHS Fastener | 25114-M5/12/PPSTPS/TC1/GB9074.8 | TR FORMAC SHANGHAI PTE LTD | HLE
242 | 6 | 26 |  | CTAComponent | 1000-M6C008-04 | 1 | Release | Each | 2.0 | Hexagon Socket Head Cap Screw, M6-1, X8mm Long, Grade 8.8 Steel, Zinc Plated, RoHS Fastener | 10487-1000-M6C008-04 | OHTA | STM
243 | 6 | 24 |  | CTAComponent | C2106-M8-80 | 1 | Release | Each | 10.0 | GB_T 93，M8，Spring Steel，Black Oxide finish，RoHS Fastener | 25114-M8/-/SRSTWA/BO/GB93 | TR FORMAC SHANGHAI PTE LTD | HLE
244 | 6 | 29 |  | CTAComponent | 1000-M6C020-04 | 4 | Release | Each | 4.0 | Hexagon Socket Head Cap Screw, M6-1, X20mm Long, Grade 8.8 Steel, Zinc Plated, RoHS Fastener | 11060-M6C20KCSC9Z6/912 10487-1000-M6C020-04 24140-M6/20/SOHTCS/TC1D/DIN912 20589-10948-03240 A0996-BN 4 M6 x 20mm CR6+FREE | ANIXTER OHTA TR FORMAC DIV OF TR FASTENINGS FASTENAL COMPANY BOSSARD | STM
245 | 6 | 28 |  | CTAComponent | 2002-M5-02 | 1 | Release | Each | 4.0 | Flat Washer, Small OD Series, ISO7092, M5, Steel 140HV, Zinc Plated, RoHS Fastener | 20589-10948-04491 11060-M5NWSFSTZ6/433 | FASTENAL COMPANY ANIXTER | STM
246 | 5 | 6 |  | CTAComponent | C2106-M8-80 | 1 | Release | Each | 4.0 | GB_T 93，M8，Spring Steel，Black Oxide finish，RoHS Fastener | 25114-M8/-/SRSTWA/BO/GB93 | TR FORMAC SHANGHAI PTE LTD | HLE
247 | 4 | 1 |  | CTAComponent | 5121886 | 4 | Release | Each | 1.0 | A196-B135 X-ray Tube |  |  | HLE
248 | 3 | 3 |  | CTAAssembly | 5479479 | 6 | Release | Each | 1.0 | 12 Inch II assembly |  |  | HLE
249 | 4 | 6 |  | CTAComponent | 3000-M8C-07 | 1 | Release | Each | 4.0 | Hexagon Nut, ISO4032, M8-1.25, Grade 12 Steel, Black Oxide, RoHS Fastener | 20589-10948-03704 A0996-1090143 11060-M8CNFHXDBO/934 | FASTENAL COMPANY BOSSARD ANIXTER | STM
250 | 4 | 11 |  | CTAComponent | C2106-M4-02 | 3 | Release | Each | 1.0 | Spring Lock Washer, M4, Zinc plated, Rohs Fastener | 24140-C2106-M4-02 | TR FORMAC DIV OF TR FASTENINGS | HLE
251 | 4 | 8 |  | CTAComponent | 5461759 | 1 | Release | Each | 3.0 | NYLON BINDING TIE CLAMP KSS CV-180 tie wrap 180x3.6mm Max Bundle Dia 46mm |  |  | HLE
252 | 4 | 7 |  | CTAComponent | 5445685 | 2 | Release | Each | 1.0 | Connection board with 12 inch II |  |  | CCX
253 | 4 | 10 |  | CTAAssembly | 5480483 | 5 | Release | Each | 1.0 | 12inch image chain system |  |  | CCX
254 | 5 | 1 |  | CTAComponent | 5122278 | 1 | Release | Each | 1.0 | CCD Camera |  |  | HLE
255 | 5 | 3 |  | CTAComponent | 5122280 | 1 | Release | Each | 1.0 | Thales AEC control board |  |  | HLE
256 | 5 | 2 |  | CTAComponent | 5122279 | 1 | Release | Each | 1.0 | Optics assembly for storm digital |  |  | HLE
257 | 5 | 5 |  | CTAComponent | 5122282 | 1 | Release | Each | 1.0 | Thales HVPS for storm digital |  |  | HLE
258 | 5 | 6 |  | CTAComponent | 5122285 | 1 | Release | Each | 1.0 | Cable from PCU to CCD Camera |  |  | HLE
259 | 5 | 4 |  | CTAComponent | 5122281 | 1 | Release | Each | 1.0 | Thales Optics control board |  |  | HLE
260 | 5 | 8 |  | CTAComponent | 5455353 | 1 | Release | Each | 1.0 | 12inch Image intensifier tube |  |  | HLE
261 | 5 | 7 |  | CTAComponent | 5441091 | 1 | Release | Each | 1.0 | Thales ADCS |  |  | HLE
262 | 4 | 9 |  | CTAComponent | 5479710 | 3 | Release | Each | 1.0 | Ferrite split core snap-on 28A5776-0A2 |  |  | HLE
263 | 4 | 3 |  | CTAComponent | 2000-M4-03 | 3 | Release | Each | 1.0 | FLAT WASHER - NORMAL SERIES, ISO 7089, M4 CLASS 200H STEEL, ZINC PLATED RoHS FASTENER | 24140-M4/-/PWSTWA/TC1/DIN125 10487-2000-M4-03 A0996-BN 343 M4 CR6+FREE 24432-11103691 11060-M4NWSFSTZ6/125ATP | TR FORMAC DIV OF TR FASTENINGS OHTA BOSSARD FASTENAL ANIXTER | STM
264 | 4 | 4 |  | CTAComponent | 2000-M8-03 | 2 | Release | Each | 4.0 | Flat Washer, ISO7089, M8, Steel 200HV, Zinc Plated, RoHS Fastener | 11060-M8NWSFSTZ6/125ATP 20589-10948-03458 25114-2000-M8-03 | ANIXTER FASTENAL COMPANY TR FORMAC SHANGHAI PTE LTD | STM
265 | 4 | 5 |  | CTAComponent | 2203-M8-07 | 3 | Release | Each | 4.0 | Curved Lock Washer, DIN 128A, M8, Spring Steel, Zinc Plated, RoHS Fastener | 20589-10948-04153 11060-M8NLOCSTMZT/128A | FASTENAL COMPANY ANIXTER | STM
266 | 4 | 2 |  | CTAComponent | 1010-M5C016-14 | 1 | Release | Each | 12.0 | Phillips Flat Head Screw, ISO 7046, M5-0.8, X16mm Long, Grade 4.8 Steel, Zinc Plated, RoHS Fastener | 20589-10948-03516 11060-M5C16MXFSTZ6/965A | FASTENAL COMPANY ANIXTER | STM
267 | 4 | 1 |  | CTAComponent | 1007-M4C010-14 | 2 | Release | Each | 1.0 | Phillips Pan Head Screw, ISO 7045, M4-0.7, X10mm Long, Grade 4.8 Steel, Zinc Plated, RoHS Fastener | 11060-M4C10MXPSTZ6/7985 20589-10948-03570 24140-M4/10/PPSTMC/TC1/ISO7045 | ANIXTER FASTENAL COMPANY TR FORMAC DIV OF TR FASTENINGS | STM
268 | 3 | 1 |  | CTAAssembly | 5443244 | 13 | Release | Each | 1.0 | PSPT800 positioning table for Precision THUNIS-800+ |  |  | CCX
269 | 4 | 2 |  | CTAAssembly | 5479709 | 1 | Release | Each | 1.0 | Table front cover and key board assembly |  |  | HLE
270 | 5 | 2 |  | CTACircuitBoard | 5450689 | 4 | Release | Each | 1.0 | PT800+ Key Board PWA |  |  | HLE
271 | 6 |  | J3 | CTAOOC | 2258543-2 | 1 | Restricted | Each | 1.0 | CONNEC 2,54 70555 8C HEADER R.A | 01525 70555-0077 18996-5-103904-7 | MOLEX TE CONNECTIVITY | STE
272 | 6 |  | S1-S10 | CTAComponent | 5446770 | 1 | Release | Each | 10.0 | short-travel keyswitch |  |  | HLE
273 | 6 |  | J1 | CTAOOC | 2124292-5 | 1 | Restricted | Each | 1.0 | CONNECT TRANSIT 26C HEADER RIGHT ANG | 00214-75867-105LF 01940-821-A026P-AF-C00 00266-N2526-5002RB 10099-09 18 526 6323 | FCI AMPHENOL 3M (MINNESOTA MINING MFG) HARTING | STE
274 | 6 |  | R1,R2 | CTAOOC | 2285457-29 | 1 | Standard | Each | 2.0 | RESISTOR 2.2k OHMS 5 % 500m WATTS | 11962-RC2010JK-072K2L 18981-CRCW20102K20JNE 00006-WCR2010LF222J 02254-MCR50JZHJ222 06725-RK73B2HTTE222J | YAGEO VISHAY IRC ROHM KOA | STE
275 | 6 |  | J2 | CTAOOC | 46-275208P3 | 2 | Restricted | Each | 1.0 | 004 CONT PCB MOUNT HSG RT ANGLE | 01525-70555-0073 | MOLEX | STE
276 | 6 |  | PWB | CTACircuitBoard | 5454811 | 1 | Release | Each | 1.0 | PT800+ Key Board PWB |  |  | HLE
277 | 6 |  | CR1,CR2 | CTAOOC | 5391885 | 1 | Restricted | Each | 2.0 | PROTECTION TRANSIENT SUPPRESSOR, 300W, 24V, SOT23-6 | 21202-SMS24C.TCT | SEMTECH | STE
278 | 5 | 1 |  | CTAAssembly | 5438729 | 3 | Release | Each | 1.0 | Table Front Cover Assembly |  |  | HLE
279 | 6 | 5 |  | CTAComponent | 5437142 | 4 | Release | Each | 1.0 | Table Emergency button and cable |  |  | CCX
280 | 6 | 10 |  | CTAComponent | 5458480 | 1 | Release | Each | 1.0 | Table Key board Cable 1 |  |  | HLE
281 | 6 | 13 |  | CTAComponent | 5437918 | 1 | Release | Each | 1.0 | Table tilt Angle LCM ground cable |  |  | HLE
282 | 6 | 15 |  | CTAComponent | 5455340 | 1 | Release | Each | 1.0 | Table Key board ground cable |  |  | HLE
283 | 6 | 14 |  | CTAComponent | 5449151 | 1 | Release | Each | 1.0 | Table tilt Angle LCM cable |  |  | HLE
284 | 6 | 7 |  | CTAComponent | 5439531 | 1 | Release | Each | 1.0 | Cover For Angle Meter |  |  | HLE
285 | 6 | 2 |  | CTAComponent | 5444323 | 3 | Release | Each | 1.0 | Table Film |  |  | CCX
286 | 6 | 1 |  | CTAComponent | 5458520 | 4 | Release | Each | 1.0 | Table Front Cover |  |  | CCX
287 | 6 | 6 |  | CTAAssembly | 5449190 | 2 | Release | Each | 1.0 | Protecting Cover Assembly |  |  | HLE
288 | 7 | 1 |  | CTAComponent | 5460213 | 2 | Release | Each | 1.0 | angle metre ring |  |  | HLE
289 | 7 | 3 |  | CTAComponent | 5439713 | 1 | Release | Each | 1.0 | Bracket Board |  |  | HLE
290 | 7 | 4 |  | CTAComponent | 5457197 | 1 | Release | Each | 4.0 | Isolated Pole |  |  | HLE
291 | 7 | 2 |  | CTAComponent | 5438149 | 1 | Release | Each | 1.0 | Glass Cover Board |  |  | HLE
292 | 7 | 6 |  | CTAComponent | 1010-M3C006-14 | 1 | Release | Each | 2.0 | Phillips Flat Head Screw, ISO 7046, M3-0.5, X6mm Long, Grade 4.8 Steel, Zinc Plated, RoHS Fastener | 20589-10948-03501 11060-M3C6MXFSTZ6/965A | FASTENAL COMPANY ANIXTER | STM
293 | 7 | 5 |  | CTAComponent | 5459815 | 2 | Release | Each | 1.0 | Angle LCM |  |  | HLE
294 | 7 | 7 |  | CTAComponent | C1213-M3C016-14 | 1 | Release | Each | 4.0 | GB_T 9074.8，M3x16mm，Grade 4.8 Steel，Zinc finish，RoHS Fastener | 25114-M3/16/PPSTPS/TC1/GB9074.8 | TR FORMAC SHANGHAI PTE LTD | HLE
295 | 6 | 16 |  | CTAComponent | 5457708 | 1 | Release | Each | 1.0 | Table Key board ground cable 1 |  |  | HLE
296 | 6 | 9 |  | CTAComponent | 5448614 | 1 | Release | Each | 1.0 | Joint Board |  |  | HLE
297 | 6 | 8 |  | CTAComponent | 5445376 | 1 | Release | Each | 2.0 | L Joint |  |  | HLE
298 | 6 | 3 |  | CTAComponent | 5440272 | 2 | Release | Each | 1.0 | Base For Emergency Switch |  |  | HLE
299 | 6 | 12 |  | CTAComponent | C1213-M4C025-14 | 1 | Release | Each | 8.0 | GB_T 9074.8，M4x25mm，Grade 4.8 Steel，Zinc finish，RoHS Fastener | 25114-M4/25/PPSTPS/TC1/GB9074.8 | TR FORMAC SHANGHAI PTE LTD | HLE
300 | 6 | 11 |  | CTAComponent | C1213-M3C010-14 | 1 | Release | Each | 20.0 | GB_T 9074.8，M3x10mm，Grade 4.8 Steel，Zinc finish，RoHS Fastener | 25114-M3/10/PPSTPS/TC1/GB9074.8 | TR FORMAC SHANGHAI PTE LTD | HLE
301 | 4 | 5 |  | CTAAssembly | 5459270 | 4 | Release | Each | 1.0 | Tube cover assembly for A196 |  |  | CCX
302 | 5 | 1 |  | CTAComponent | 5436865 | 1 | Release | Each | 1.0 | Front cover |  |  | CCX
303 | 5 | 4 |  | CTAComponent | 5445371 | 1 | Release | Each | 1.0 | Angle meter bracket |  |  | CCX
304 | 5 | 3 |  | CTAComponent | 5449362 | 1 | Release | Each | 1.0 | Left cover |  |  | CCX
305 | 5 | 6 |  | CTAComponent | 5459445 | 1 | Release | Each | 1.0 | Shaft |  |  | CCX
306 | 5 | 5 |  | CTAAssembly | 5440480 | 1 | Release | Each | 1.0 | Bearing bracket |  |  | CCX
307 | 6 | 2 |  | CTAComponent | 5437367 | 1 | Release | Each | 1.0 | Bearing base |  |  | CCX
308 | 6 | 1 |  | CTAComponent | 5460209 | 1 | Release | Each | 1.0 | Mounting plate |  |  | CCX
309 | 5 | 2 |  | CTAComponent | 5438925 | 1 | Release | Each | 1.0 | Right cover |  |  | CCX
310 | 5 | 8 |  | CTAComponent | 5461751 | 1 | Release | Each | 1.0 | Balancing block |  |  | CCX
311 | 5 | 10 |  | CTAComponent | 5445366 | 1 | Release | Each | 2.0 | Tube ring |  |  | CCX
312 | 5 | 9 |  | CTAComponent | 5457937 | 1 | Release | Each | 2.0 | Side cover bracket |  |  | CCX
313 | 5 | 7 |  | CTAComponent | 5445372 | 1 | Release | Each | 1.0 | Balancing block bracket |  |  | CCX
314 | 5 | 12 |  | CTAComponent | 5453907 | 1 | Release | Each | 1.0 | Dial |  |  | CCX
315 | 5 | 14 |  | CTAComponent | 5441313 | 1 | Release | Each | 1.0 | Bearing NSK 696 |  |  | CCX
316 | 5 | 13 |  | CTAAssembly | 5492692 | 1 | Release | Each | 1.0 | Front logo |  |  | CCX
317 | 6 | 2 |  | CTAComponent | 5492691 | 1 | Release | Each | 1.0 | Disc frame |  |  | CCX
318 | 6 | 1 |  | CTAComponent | 5492690 | 2 | Release | Each | 1.0 | Transparent disc |  |  | CCX
319 | 5 | 11 |  | CTAComponent | 5436070 | 1 | Release | Each | 2.0 | Side logo |  |  | CCX
320 | 5 | 15 |  | CTAComponent | 1000-M3C010-04 | 4 | Release | Each | 2.0 | Hexagon Socket Head Cap Screw, ISO 4762, M3-0.5, X10mm Long, Grade 8.8 Steel, Zinc Plated, RoHS Fastener | 20589-10948-03226 10487-1000-M3C010-04 24140-M3/10/SOHTCS/TC1D/DIN912 11060-M3C10KCSC9Z6/912 A0996-BN 4 M3 X 10mm CR6+FREE | FASTENAL COMPANY OHTA TR FORMAC DIV OF TR FASTENINGS ANIXTER BOSSARD | STM
321 | 5 | 18 |  | CTAComponent | 1010-M3C006-14 | 1 | Release | Each | 4.0 | Phillips Flat Head Screw, ISO 7046, M3-0.5, X6mm Long, Grade 4.8 Steel, Zinc Plated, RoHS Fastener | 20589-10948-03501 11060-M3C6MXFSTZ6/965A | FASTENAL COMPANY ANIXTER | STM
322 | 5 | 19 |  | CTAComponent | 2000-M3-03 | 2 | Release | Each | 2.0 | WASHER PLAIN - LARGE 3.2 MM 7 MM , HV200, Steel, Zinc plate RoHS Washer | 10487-2000-M3-03 23983-6083737 24140-200-M3-03 | OHTA BOSSARD CHINA TR FORMAC DIV OF TR FASTENINGS | STM
323 | 5 | 17 |  | CTAComponent | 1003-M4C005-31 | 1 | Release | Each | 2.0 | Hexagon Socket Button Head Screw, M4-0.7, X5mm Long, A2-70 Stainless Steel, Passivate, RoHS Fastener | 11060-M4C5KBCSJ/7380 A0996-BN 1593 M4 x 5mm CR6+FREE 24140-M4/5/BHA2MC/PAS/ISO7380 | ANIXTER BOSSARD TR FORMAC DIV OF TR FASTENINGS | STM
324 | 5 | 16 |  | CTAComponent | 1000-M4C008-04 | 6 | Release | Each | 18.0 | Hexagon Socket Head Cap Screw, ISO 4762, M4-0.7, X8mm Long, Grade 8.8 Steel, Zinc Plated, RoHS Fastener | 20589-10948-03230 11060-M4C8KCSC9Z6/912 10487-1000-M4C008-04 A0996-BN 4 M4 X 8mm CR6+FRE 24140-M4/8/SOHTCS/TC1D/ISO4762 | FASTENAL COMPANY ANIXTER OHTA BOSSARD TR FORMAC DIV OF TR FASTENINGS | STM
325 | 5 | 22 |  | CTAComponent | C2106-M4-02 | 3 | Release | Each | 18.0 | Spring Lock Washer, M4, Zinc plated, Rohs Fastener | 24140-C2106-M4-02 | TR FORMAC DIV OF TR FASTENINGS | HLE
326 | 5 | 21 |  | CTAComponent | 2106-M3-05 | 2 | Release | Each | 2.0 | Spring Lock Washer with Flat Ends JIS B1251, M3, Spring Steel, Zinc Plated, Rohs Fastener | 24140-MEP M3/SPSTWA/TC1D/JIS B1251 | TR FORMAC DIV OF TR FASTENINGS | STM
327 | 5 | 20 |  | CTAComponent | 2000-M4-03 | 3 | Release | Each | 10.0 | FLAT WASHER - NORMAL SERIES, ISO 7089, M4 CLASS 200H STEEL, ZINC PLATED RoHS FASTENER | 24140-M4/-/PWSTWA/TC1/DIN125 10487-2000-M4-03 A0996-BN 343 M4 CR6+FREE 24432-11103691 11060-M4NWSFSTZ6/125ATP | TR FORMAC DIV OF TR FASTENINGS OHTA BOSSARD FASTENAL ANIXTER | STM
328 | 5 | 24 |  | CTAComponent | 5491729 | 1 | Release | Each | 1.0 | Disk spring 11.8x6.2 |  |  | CCX
329 | 5 | 23 |  | CTAComponent | 3001-M6C-27 | 3 | Release | Each | 1.0 | Hexagon Thin Nut, ISO4035, M6-1.0, Grade 04 Steel, Zinc Plated, RoHS Fastener | 20589-10948-03713 24140-M6/-/HLST-/TC1D/DIN439B 11060-M6CNFJSTZ6/439B 24140-M6/-/HLST-/TC1/DIN439B A0996-BN124 M6 CR6+FREE | FASTENAL COMPANY TR FORMAC DIV OF TR FASTENINGS ANIXTER TR FORMAC DIV OF TR FASTENINGS BOSSARD | STM
330 | 4 | 7 |  | CTACircuitBoard | 5444620 | 6 | Release | Each | 1.0 | PT800+ Motor board PWA |  |  | CCX
331 | 5 |  | C1 | CTAOOC | 46-230002P14 | 1 | Standard | Each | 1.0 | CAPACITOR 1000 UF 63V ALUMINUM ELECTROLYTIC -55 TO 105 DEG C | 07092 EEUFC1J102U 18981-517D108M063EN6AE3 23515-B41851A8108M00 06533-UPW1J102MHD | PANASONIC VISHAY EPCOS NICHICON CORPORATION | STE
332 | 5 |  | J1 | CTAOOC | 46-296085P3 | 1 | Restricted | Each | 1.0 | CONNECTOR 4 CONTACTS FOR GOLD PLATED CONTACTS SEE 46-2218 60P3. | 18996-641968-1 | TE CONNECTIVITY | STE
333 | 5 |  | J6 | CTAOOC | 46-278307P6 | 1 | Standard | Each | 1.0 | CONNECTOR HEADER 34 EACH WITH EJECTORS | 00266-N3431-6302RB 18996-5499922-8 | 3M (MINNESOTA MINING MFG) TE CONNECTIVITY | STE
334 | 5 |  | D1-D3 | CTAOOC | 46-311083P2 | 3 | Standard | Each | 3.0 | BAV70 SWITCHING DIODE DUAL SER SW VR-70V VF-1.25V 200 MA SOT23 | 18846-BAV70LT1G 18889-BAV 70 E6327 18889-BAV70E6327HTSA1 | ON SEMICONDUCTOR INFINEON TECHNOLOGIES AG INFINEON TECHNOLOGIES AG | STE
335 | 5 |  | R34-R37,R43,R45-R47 | CTAOOC | 46-312792P81 | 6 | Standard | Each | 8.0 | RESISTOR 100 OHMS 1 PERCENT .125 WATTS 100 VOLT 100 PPM TC 0805 PACKAGE | 18981-CRCW0805100RFKE 11962-RC0805FR-07100RL 00006-WCR0805LF1000F 05498-MC08051000FTW 06725-RK73H2ATTD1000F 02254-MCR10EZPF1000 | VISHAY YAGEO IRC RCD COMPONENTS INC. KOA ROHM | STE
336 | 5 |  | R11-R16,R20-R33,R38-R41,R48-R51 | CTAOOC | 46-312792P127 | 5 | Standard | Each | 28.0 | RESISTOR 6.81k OHMS 1 PERCENT .125 WATTS | 11962-RC0805FR-076K81L 05498-MC08056811FTW 00006-WCR0805LF6811F 06725-RK73H2ATTD6811F 18981-CRCW08056K81FKE 02254-MCR10EZPF6811 | YAGEO RCD COMPONENTS INC. IRC KOA VISHAY ROHM | STE
337 | 5 |  | R1-R6 | CTAOOC | 46-312792P24 | 3 | Standard | Each | 6.0 | RESISTOR 20k OHMS 1 PERCENT .125 WATTS | 06725-RK73H2ATTD2002F 05498-MC08052002FTW 18981-CRCW080520K0FKE 00006-WCR0805LF2002F | KOA RCD COMPONENTS INC. VISHAY IRC | STE
338 | 5 |  | J8,J9 | CTAOOC | 2215718 | 1 | Restricted | Each | 2.0 | CONNECTOR_NEW RECTANGULAR, UN 2 EACH | 18996-641964-1 | TE CONNECTIVITY | STE
339 | 5 |  | R7 | CTAOOC | 2125187-111 | 2 | Restricted | Each | 1.0 | RESISTOR, 4K70, 1Percent, 0.25W, THICK FILM, 100PPM, SMD 1206 | 11962-RC1206FR-074K7L 05498-MC12064701FTW 02254-MCR18EZPF4701 00006-WCR1206LF4701F 00078-CR1206FX4701ELF 10302-RMCF1/8-4.7K-1% 06725-RK73H2BTTD4701F 07092-ERJ8ENF4701 18981-CRCW12064K70FKE 10302-RMCF1206FT4K70 | YAGEO RCD COMPONENTS INC. ROHM IRC BOURNS SEI KOA PANASONIC VISHAY SEI | STE
340 | 5 |  | J2,J3 | CTAOOC | 2256195-2 | 1 | Standard | Each | 2.0 | CONNECTOR_NEW RECTANGULAR, UN 3 EACH UNIVERSAL MATE-N-LOC INLINE 3 CONTAC | 18996-350789-1 | TE CONNECTIVITY | STE
341 | 5 |  | J7 | CTAOOC | 2227700-3 | 4 | Standard | Each | 1.0 | CONNECT TRANSIT+LATCH 20C HEADER STR | 18996-2-5499206-4 00266-N3428-6302RB 01940-842-816-2030-435 00214-71918-120LF 10099-09 18 520 5904 | TE CONNECTIVITY 3M (MINNESOTA MINING MFG) AMPHENOL FCI HARTING | STE
342 | 5 |  | J4,J5 | CTAOOC | 2227700 | 4 | Standard | Each | 2.0 | CONNECTOR 2.54 RIBBON CABLE, 2X05POS HEADER, STRAIGHT, LONG LATCH, 0.8UM GOLD, PWB1.6 | 18996-2-5499206-1 01940-842-816-1030-435S 00266-N3793-6302RB 10099-09 18 510 5904 | TE CONNECTIVITY AMPHENOL 3M (MINNESOTA MINING MFG) HARTING | STE
343 | 5 |  | K1-K3,K5 | CTAOOC | 2367881 | 1 | Restricted | Each | 4.0 | RELAIS 24V 1T1R 1250VA 380V 5A CIH | 05249-G6B-2114P-US DC24 | OMRON CORPORATION | STE
344 | 5 |  | K6 | CTAOOC | 2377701-5 | 2 | Standard | Each | 1.0 | RELAY 24VDC COIL, SPST-NO 3KVA 250VAC 12A, PWB | 05249-G2RL-1A DC24 18996-3-1393239-0 | OMRON CORPORATION TE CONNECTIVITY | STE
345 | 5 |  | U1-U4 | CTAOOC | 2364058-4 | 1 | Standard | Each | 4.0 | I.C PHOTOCOUP X4 SOL16 4.4MM | 18981-TCMT4100 22942-ACPL-247-560E | VISHAY AVAGO | STE
346 | 5 |  | Coating | CTAComponent | 5491998 | 1 | Release | Each | 1.0 | conformal coating material |  |  | CCX
347 | 5 |  | PWB | CTACircuitBoard | 5448678 | 2 | Release | Each | 1.0 | PT800+ Motor Board PWB |  |  | CCX
348 | 5 |  | R8 | CTAOOC | 2396319 | 2 | Standard | Each | 1.0 | RESISTOR 51 OHMS 5 PERCENT 10 WATTS | 00006-PWR-10 51R0 5% LF 18981-CPCC1051R00JE | IRC VISHAY | STE
349 | 4 | 11 |  | CTAComponent | 5462259 | 1 | Release | Each | 1.0 | Table Board Interface cable2 |  |  | HLE
350 | 4 | 8 |  | CTAAssembly | 5473932 | 6 | Release | Each | 1.0 | Table Board Assembly |  |  | CCX
351 | 5 |  | jumper | CTAOOC | 2293523 | 2 | Standard | Each | 1.0 | CONNECTOR_NEW SHUNT 2 EACH | 00543 313 1731 000 40 0 18996-390088-1 19042 CF254-060-1 00214-68786-102LF | KONTEK-COMATEL TE CONNECTIVITY NICOMATIC FCI | STE
352 | 5 |  | PDL | CTASoftware | 5473940 | 5 | Release | Each | 1.0 | PT800+ Table Board Firmware |  |  | CCX
353 | 5 |  | PWA | CTACircuitBoard | 5458763 | 4 | Release | Each | 1.0 | PT800+ Table board PWA |  |  | HLE
354 | 6 |  | PWB | CTACircuitBoard | 5451481 | 1 | Release | Each | 1.0 | PT800+ Table board PWB |  |  | HLE
355 | 7 |  | J11,J331,J341 | CTAOOC | 46-221703P17 | 2 | Not Recommended | Each | 3.0 | 025 POS 50 CONT .100 SPACING STRAIGHT W/LONG LATCHES 4-WALL AMP PART IS RESTRICTED DUE TO THE FA CT THAT IT REQUIRES A .250 LONG SCRE W TO RETAIN IT. | 00266 3433-6303 00266 3433-6603 02973 IDH-50PK1-S4-TG30 | 3M (MINNESOTA MINING MFG) 3M (MINNESOTA MINING MFG) ROBINSON NUGENT INC | STA
356 | 7 |  | R53,R132 | CTAOOC | 46-170025P36 | 8 | Not Recommended | Each | 2.0 | RESISTOR 100k OHMS 10 PERCENT .5 WATTS CERMET TOP ADJ 25 TURN. WARNING: Unknown Whisker Risk | 01667-67WR100KLF 18981-T93YA104K 00078-3296W-1-104LF | BI TECHNOLOGIES VISHAY BOURNS | STE
357 | 7 |  | R47,R49,R204,R205,R207-R210,R212,R213 | CTAOOC | 46-286365P30 | 9 | Restricted | Each | 10.0 | RESISTOR 2k OHMS 1 % .25 WATTS 1206 PACKAGE SURFACE MOUNT | 18981-CRCW12062K00FKE 11962-RC1206FR-072KL 06725-RK73H2BTTD2001F 05498-MC12062001FTW 02254-MCR18EZPF2001 | VISHAY YAGEO KOA RCD COMPONENTS INC. ROHM | STE
358 | 7 |  | J15 | CTAOOC | 46-278307P6 | 1 | Standard | Each | 1.0 | CONNECTOR HEADER 34 EACH WITH EJECTORS | 00266-N3431-6302RB 18996-5499922-8 | 3M (MINNESOTA MINING MFG) TE CONNECTIVITY | STE
359 | 7 |  | J1 | CTAOOC | 46-296085P3 | 1 | Restricted | Each | 1.0 | CONNECTOR 4 CONTACTS FOR GOLD PLATED CONTACTS SEE 46-2218 60P3. | 18996-641968-1 | TE CONNECTIVITY | STE
360 | 7 |  | J2 | CTAOOC | 46-238725P1 | 1 | Restricted | Each | 1.0 | CONNECTOR_NEW HDP-20 SERIES PWB MT | 18996-5745071-4 | TE CONNECTIVITY | STE
361 | 7 |  | C136 | CTAOOC | 46-302742P8 | 3 | Standard | Each | 1.0 | CAPACITOR FIXED 1u FARADS 35 VOLTS .138L .110W .075H 3528 SURFACE MOUNT DEVICE | 18981-293D105X9035B2TE3 08390-T491B105K035AT | VISHAY KEMET | STE
362 | 7 |  | D1-D3 | CTAOOC | 46-311083P2 | 3 | Standard | Each | 3.0 | BAV70 SWITCHING DIODE DUAL SER SW VR-70V VF-1.25V 200 MA SOT23 | 18846-BAV70LT1G 18889-BAV 70 E6327 18889-BAV70E6327HTSA1 | ON SEMICONDUCTOR INFINEON TECHNOLOGIES AG INFINEON TECHNOLOGIES AG | STE
363 | 7 |  | TP0-TP13 | CTAOOC | 46-301752P5 | 3 | Standard | Each | 14.0 | CONNECTOR 1 CONTACTS SURFACE MOUNT PRINTED CIRCUIT TEST POINTS | 04947 5016 ZZC70-TP-107-02-1-T | KEYSTONE ELECTRONICS CORP COMPONENTS CORPORATION | STE
364 | 7 |  | R6,R7,R124,R133,R151,R174-R178,R180-R183,R189,R199,R200,R202,R203,R216-R219 | CTAOOC | 46-312792P1 | 6 | Standard | Each | 23.0 | RESISTOR 0 OHM 1PERCENT 125MW 0805 JUMPER SURFACE MOUNTING 0 OHM L .079 W .050 T .018 | 18981-CRCW08050000Z0E 06725-RK73Z2AT 05498-ZC0805TW | VISHAY KOA RCD COMPONENTS INC. | STE
365 | 7 |  | R1-R5,R8,R9,R11,R16,R34-R41,R43-R46,R125,R179,R185-R188,R206 | CTAOOC | 46-312792P11 | 4 | Standard | Each | 28.0 | RESISTOR 2k OHMS 1 % .125 WATTS 100V 100PPM/C | 18981-CRCW08052K00FKE 11623-NRC10F2001TRF 00006-WCR0805LF2001F 06725-RK73H2ATTD2001F 05498-MC08052001FTW | VISHAY NIC COMPONENTS CORPORATION IRC KOA RCD COMPONENTS INC. | STE
366 | 7 |  | K1,K3-K5 | CTAOOC | 46-312336P3 | 4 | Standard | Each | 4.0 | RELAY AND CONTACTOR DPDT 24 V COIL VOLTAGE, CONTACT RATING OF 110 VDC,125 VAC AT 1 AMP | 07092-TQ2SA-24V | PANASONIC | STE
367 | 7 |  | R26-R33,R190-R197 | CTAOOC | 46-312792P17 | 2 | Standard | Each | 16.0 | RESISTOR 475 OHMS 1 % .125 WATTS 100V 0805 CASE SIZE THICK FILM +-100 PPM/C | 11962-RC0805FR-07475RL 00006-WCR0805LF4750F 18981-CRCW0805475RFKE 05498-MC08054750FTW | YAGEO IRC VISHAY RCD COMPONENTS INC. | STE
368 | 7 |  | R12,R51,R52,R66-R91,R93-R123,R147,R173,R184,R198,R201 | CTAOOC | 46-312792P24 | 3 | Standard | Each | 65.0 | RESISTOR 20k OHMS 1 PERCENT .125 WATTS | 06725-RK73H2ATTD2002F 05498-MC08052002FTW 18981-CRCW080520K0FKE 00006-WCR0805LF2002F | KOA RCD COMPONENTS INC. VISHAY IRC | STE
369 | 7 |  | R48,R50,R211,R214,R215 | CTAOOC | 46-312792P81 | 6 | Standard | Each | 5.0 | RESISTOR 100 OHMS 1 PERCENT .125 WATTS 100 VOLT 100 PPM TC 0805 PACKAGE | 18981-CRCW0805100RFKE 11962-RC0805FR-07100RL 00006-WCR0805LF1000F 05498-MC08051000FTW 06725-RK73H2ATTD1000F 02254-MCR10EZPF1000 | VISHAY YAGEO IRC RCD COMPONENTS INC. KOA ROHM | STE
370 | 7 |  | R10,R13-R15,R17-R25,R134-R143,R145,R148,R149,R169-R172 | CTAOOC | 46-312792P13 | 4 | Standard | Each | 30.0 | RESISTOR 1k OHMS 1 PERCENT .125 WATTS 0805 CASE SIZE | 11623-NRC10F1001TRF 05498-MC08051001FTW 18981-CRCW08051K00FKE 06725-RK73H2ATTD1001F 00006-WCR0805LF1001F | NIC COMPONENTS CORPORATION RCD COMPONENTS INC. VISHAY KOA IRC | STE
371 | 7 |  | U1-U12,U27-U29,U31 | CTAOOC | 2118048 | 3 | Restricted | Each | 16.0 | DRIVER-RECEIVER NOT APPLICABLE 4 EAC QUAD LINE RECEIVER DS1489A S014 | 00495-SN75189AD | TEXAS INSTRUMENTS | STE
372 | 7 |  | J4 | CTAOOC | 2106009-6 | 1 | Restricted | Each | 1.0 | CONNEC LOW-PROF TRANSI 10C HEAD STR | 01940 821-A010P-AM-A00 00214-75869-101LF 00266-N2510-6002RB 10099-09 18 510 6324 18996-5103308-1 | AMPHENOL FCI 3M (MINNESOTA MINING MFG) HARTING TE CONNECTIVITY | STE
373 | 7 |  | J14 | CTAOOC | 2117073 | 1 | Not Recommended | Each | 1.0 | CONNECTOR 3 CONTACTS HEADER. WARNING: Unknown Whisker Risk | 18996-171825-3 | TE CONNECTIVITY | STE
374 | 7 |  | U24-U26,U30 | CTAOOC | 2105421 | 1 | Restricted | Each | 4.0 | AMPLIFIER 2 EACH 2 PPM-DEG C 5.2 VOL SINGLE SUPPLY, RAIL TO RAIL LOW POWERFET-INPUT OP AMP | 01649-AD822BRZ | ANALOG DEVICES, INC. | STE
375 | 7 |  | J12,J43 | CTAOOC | 2137666-7 | 1 | Standard | Each | 2.0 | CONNECTOR 8 CONTACTS 600 VOLTS 3 AMP SINGLE ROW .120 STRAIGHT HEADER WITH POLARIZATION SLOTS. | 01525 70545-0042 | MOLEX | STE
376 | 7 |  | J7,J42 | CTAOOC | 2137666-5 | 1 | Standard | Each | 2.0 | CONNECTOR 6 CONTACTS 600 VOLTS 3 AMP SINGLE ROW .120 STRAIGHT HEADER WITH POLARIZATION SLOTS. | 01525 70545-0040 | MOLEX | STE
377 | 7 |  | J3,J5,J6,J9,J13,J16,J17 | CTAOOC | 2137666-2 | 1 | Standard | Each | 7.0 | CONNECTOR 3 CONTACTS 600 VOLTS 3 AMP SINGLE ROW .125 STRAIGHT HEADER WITH POLARIZATION SLOTS. | 01525 70545-0037 | MOLEX | STE
378 | 7 |  | J8 | CTAOOC | 2137666-9 | 1 | Standard | Each | 1.0 | CONNECTOR 10 CONTACTS 600 VOLTS 3 AM SINGLE ROW .120 STRAIGHT HEADER WITH POLARIZATION SLOTS | 01525 70545-0044 | MOLEX | STE
379 | 7 |  | J18 | CTAOOC | 2137666-13 | 1 | Restricted | Each | 1.0 | CONNECTOR 4 CONTACTS 600 VOLTS 3 AM SINGLE ROW .120 STRAIGHT HEADER POLARIZATION SLOTS | 01525 70545-0073 | MOLEX | STE
380 | 7 |  | C6-C8,C21-C29,C34,C35,C40,C41,C44,C49-C60,C62-C90,C92-C94,C96,C97,C99,C101,C103-C123,C137-C140 | CTAOOC | 2187107-6 | 3 | Not Recommended | Each | 90.0 | CAPACITOR FIXED .1u FARADS 50 VOLTS | 08390 C0805C104K5RAC 07945-CL21B104KBCNNNC | KEMET SAMSUNG | STE
381 | 7 |  | U13 | CTAOOC | 2211252-5 | 4 | Standard | Each | 1.0 | LOGIC 74AHC-VHC14 TSSOP14 | 00495-SN74AHC14PWG4 18846-MC74VHC14DTG 00495-SN74AHC14PWE4 00495 SN74AHC14PW | TEXAS INSTRUMENTS ON SEMICONDUCTOR TEXAS INSTRUMENTS TEXAS INSTRUMENTS | STE
382 | 7 |  | J351 | CTAOOC | 2227700-4 | 2 | Standard | Each | 1.0 | CONNECT TRANSIT+LATCH 26C HEADER STR | 00266-N3429-6302RB 10099-09 18 526 5904 01940-842-816-2630-435 18996-2-5499206-6 | 3M (MINNESOTA MINING MFG) HARTING AMPHENOL TE CONNECTIVITY | STE
383 | 7 |  | U15-U23 | CTAOOC | 2196877-12 | 6 | Standard | Each | 9.0 | IC, LOGIC, 74LVC-LCX244, TSSOP20 | 00124-74LCX244TTR 18846-MC74LCX244DTG 19638-LVC244BTELL-E 00495-SN74LVC244APWE4 00495-SN74LVC244APWG4 00495-SN74LVC244APW | ST MICROELECTRONICS ON SEMICONDUCTOR RENESAS TECHNOLOGY CORP TEXAS INSTRUMENTS TEXAS INSTRUMENTS TEXAS INSTRUMENTS | STE
384 | 7 |  | C47 | CTAOOC | 2187107-10 | 2 | Standard | Each | 1.0 | CAPACITOR CERAMIC X7R, 1UF 10Percent, 16V, SMD 0805 | 02862-GRM21BR71C105KA01 19214-0805YC105KAT | MURATA AVX/KYOCERA | STE
385 | 7 |  | Q1-Q4 | CTAOOC | 2235316 | 1 | Restricted | Each | 4.0 | RESEAU-T CMS DAR NPN ULN2003 SOLP16 | 00495-ULN2003AD | TEXAS INSTRUMENTS | STE
386 | 7 |  | C45 | CTAOOC | 2240282-15 | 2 | Standard | Each | 1.0 | CAPACITOR CERAMIC, X7R, 10UF, 10Percent, 16V, SMD 1206 | 03041-C3216X7R1C106K 08390-C1206C106K4RAC 11962-CC1206KKX7R7BB106 03041-C3216X7R1C106K160AC | TDK KEMET YAGEO TDK | STE
387 | 7 |  | C9-C20,C30-C33,C36-C39,C42,C43,C46,C48,C61,C91,C95,C98,C100,C102,C124-C135 | CTAOOC | 2235239-6 | 2 | Standard | Each | 42.0 | CAPACITOR X7R 100NF 10% 16V 0603 | 08390 C0603C104K4RAC 18981-VJ0603Y104KXJ 11962-CC0603KRX7R7BB104 19214-0603YC104KAT | KEMET VISHAY YAGEO AVX/KYOCERA | STE
388 | 7 |  | J10,J41 | CTAOOC | 2227700-10 | 3 | Standard | Each | 2.0 | CONNECT TRANSIT+LATCH 14C HEADER STR | 10099-09 18 514 5904 00266-N3314-6302RB | HARTING 3M (MINNESOTA MINING MFG) | STE
389 | 7 |  | Y1 | CTAOOC | 2273338-7 | 2 | Restricted | Each | 1.0 | OSCIL 1.000MHZ 100PPM +EN LCSO4 SMD | 08522-SG-8002CA 1.0000M-PTC 03265-VCC1-A3A-1M000 20038-092-1-2 | EPSON, QD DIVISION VECTRON LABORATORIES INC FOX ELECTRONICS | STE
390 | 7 |  | U33 | CTAOOC | 2246237-2 | 3 | Standard | Each | 1.0 | DRIVER-RECEIVER UART WITH 16 BYTE FIFO 3.3-5V SUPPLY, 48-TQFP NOTE ONLY TI PART HAS AUTOFLOW CNTRL | 00495-TL16C550CPTG4 ZZE10-ST16C550CQ48-F | TEXAS INSTRUMENTS EXAR | STE
391 | 7 |  | S1,S2 | CTAOOC | 2253364-2 | 3 | Not Recommended | Each | 2.0 | SURFACE MOUNT DIP SWITCH, 4 POSITION GULL WING WITH POLYIMIDE TAPE SEAL MACHINE-INSERTABLE. WARNING: Unknown Whisker Risk | 05229-90HBW04PRT 00031-219004MST | GRAYHILL CTS CORP | STE
392 | 7 |  | U35 | CTAOOC | 2242543-4 | 3 | Standard | Each | 1.0 | MEMORY EEPROM, 2048 WORDS X 8 BITS, 1.8V TO 5.5V, 400KHZ, SO8 | 00124-M24C16-RMN6P 08433-CAT24C16WI-G | ST MICROELECTRONICS ON SEMI (FORMERLY CATALYST) | STE
393 | 7 |  | Y2 | CTAOOC | 2304499-16 | 3 | Standard | Each | 1.0 | OSCIL 10.0000MHZ 50PPM +EN LCSO4 SMD | 05746-T3392-10M 00031 CB3LV-3C-10M0000 11682-SM7745HV-10.0M 08522-SG-8002CA 10.000M-PCB 11465-LF SPXO014281 20038-F4105-100 05968 S1803B-10.0000 11718 CO4305-10.000 08522-SG-710ECK 10.0000MB 05968-S1613B-10.0000 | VALPEY FISHER DIV.OF VALTEC CO CTS CORP PLETRONICS EPSON, QD DIVISION C-MAC FREQUENCY PROD/ IQD FOX ELECTRONICS PERICOM, FORMERLY SARONIX RALTRON (FORMERLY SHOWA) EPSON, QD DIVISION PERICOM, FORMERLY SARONIX | STE
394 | 7 |  | DS1-DS17 | CTAOOC | 2279219-2 | 1 | Standard | Each | 17.0 | LED GREEN LTST-C190G 0603 SMD | 18802 AP1608SGC 00941 HSMG-C190 11520 LTST-C190GKT 09050 PG1111C | KINGBRIGHT AVAGO TECHNOLOGIES LITE-ON STANLEY ELECTRIC CO LTD | STE
395 | 7 |  | U34 | CTAOOC | 2274500-2 | 1 | Standard | Each | 1.0 | LOGIC INTERFACE RS-232 DRIVER-RECEIVER TSSOP 3 TO 5 V SUPPLY WITH ESD PROTECTION | 00495-MAX3232CPWE4 00124-ST3232ECTR 01649-ADM3202ARUZ | TEXAS INSTRUMENTS ST MICROELECTRONICS ANALOG DEVICES | STE
396 | 7 |  | R42,R64,R65,R92,R159-R162 | CTAOOC | 2324551-5 | 4 | Standard | Each | 8.0 | RESISTOR 100k OHMS 1 % .1 WATTS SMT 0603 THICK FILM | 00006-WCR0603LF1003F 05498-MC06031003FTW 02254 MCR03EZPFX1003 18981-CRCW0603100KFKE 11962-RC0603FR-07100KL 06725-RK73H1JTTD1003F 10302-RMCF0603FT100K | IRC RCD COMPONENTS INC. ROHM VISHAY YAGEO KOA SEI | STE
397 | 7 |  | R126,R128,R163,R165 | CTAOOC | 2324551-28 | 3 | Standard | Each | 4.0 | RESISTOR 332 OHMS 1 % .1 WATTS SMT 0603 THICK FILM | 06725-RK73H1JTTD3320F 00006-WCR0603LF3320F 11962-RC0603FR-07332RL 02254 MCR03EZPFX3320 05498-MC06033320FTW 18981-CRCW0603332RFKE 10302-RMCF0603FT332R | KOA IRC YAGEO ROHM RCD COMPONENTS INC. VISHAY SEI | STE
398 | 7 |  | R130,R131,R167,R168 | CTAOOC | 2324551-2 | 3 | Standard | Each | 4.0 | RESISTOR 100 OHMS 1 PERCENT .1 WATTS SMT 0603 THICK FILM | 05498-MC06031000FTW 11962-RC0603FR-07100RL 00006-WCR0603LF1000F 02254 MCR03EZPFX1000 06725-RK73H1JTTD1000F 18981-CRCW0603100RFKE 10302-RMCF0603FT100R | RCD COMPONENTS INC. YAGEO IRC ROHM KOA VISHAY SEI | STE
399 | 7 |  | R58,R59,R152,R154 | CTAOOC | 2324551 | 4 | Standard | Each | 4.0 | RESISTOR 10 OHMS 1 % .1 WATTS SMT 0603 THICK FILM | 05498-MC060310R0FTW 06725-RK73H1JTTD10R0F 00006-WCR0603LF10R0F 02254-MCR03EZPFX10R0 18981-CRCW060310R0FKE 11962-RC0603FR-0710RL 10302-RMCF0603FT10R0 | RCD COMPONENTS INC. KOA IRC ROHM VISHAY YAGEO SEI | STE
400 | 7 |  | VR1 | CTAOOC | 2334692 | 1 | Restricted | Each | 1.0 | REGULATOR 3.3V OUTPUT LOW DROPOUT ANYCAP, 1.5A OUTPUT, SOT-223 | 01649-ADP3339AKCZ-3.3 | ANALOG DEVICES, INC. | STE
401 | 7 |  | R62,R63,R157,R158 | CTAOOC | 2324551-373 | 2 | Standard | Each | 4.0 | RESISTOR 316 OHMS 1 PERCENT .1 WATT 100 PPM SMT 0603 THICK FILM | 06725-RK73H1JTTD3160F 02254-MCR03EZPFX3160 18981-CRCW0603316RFKEA 00006-WCR0603LF3160FPLT 00078-CR0603FX3160LF 11962-RC0603FR-07316RL | KOA ROHM VISHAY IRC BOURNS YAGEO | STE
402 | 7 |  | R56,R57,R60,R61,R150,R153,R155,R156 | CTAOOC | 2324551-170 | 2 | Standard | Each | 8.0 | RESISTOR 143k OHMS 1 % .1 WATTS SMT 0603 THICK FILM | 05498-MC06031433FTW 00006-WCR0603LF1433F 06725-RK73H1JTTD1433F 11962-RC0603FR-07143KL 02254 MCR03EZPFX1433 18981-CRCW0603143KFKE 10302-RMCF1/16-143K-1% 10302-RMCF0603FT143K | RCD COMPONENTS INC. IRC KOA YAGEO ROHM VISHAY SEI SEI | STE
403 | 7 |  | R54,R55,R127,R129,R164,R166 | CTAOOC | 2324551-39 | 3 | Standard | Each | 6.0 | RESISTOR 4.99k OHMS 1 % .1 WATTS SMT 0603 THICK FILM | 18981-CRCW06034K99FKE 11962-RC0603FR-074K99L 00006-WCR0603LF4991F 05498-MC06034991FTW 06725-RK73H1JTTD4991F 02254 MCR03EZPFX4991 10302-RMCF0603FT4K99 | VISHAY YAGEO IRC RCD COMPONENTS INC. KOA ROHM SEI | STE
404 | 7 |  | U14 | CTAOOC | 5135116-3 | 1 | Standard | Each | 1.0 | PROGRAMMABLE CPLD, 2210 LOGIC ELEMENTS, MAX_II, 1.5-3.3V I_O VOLTAGE, 2.5-3.3V SUPPLY, 204 IO PINS, FBGA 256 | 10208-EPM2210F256C5N | ALTERA | STE
405 | 7 |  | C1,C2,C4 | CTAOOC | 2378169 | 3 | Standard | Each | 3.0 | U6214CS CAPACITOR FIXED 100U FARADS | 07092-EEEHA1V101XP 06533-UWZ1V101MCL1GS 10220-EMVE350ADA101MF80G | PANASONIC NICHICON CORPORATION CHEMI-CON | STE
406 | 7 |  | CR1,CR2 | CTAOOC | 2408243 | 1 | Restricted | Each | 2.0 | U1813HE SEMICONDUCTOR DIODE 5 VOLTS 5U AMPS | 10289-GBLC05C-LF | PROTEK DEVICES | STE
407 | 7 |  | C3,C5 | CTAOOC | 2378166 | 4 | Standard | Each | 2.0 | U6211CS CAPACITOR FIXED 10U FARADS | 06533-UWZ1V100MCL1GB 07092-EEEHA1V100R 10220-EMVE350ADA100ME55G | NICHICON CORPORATION PANASONIC CHEMI-CON | STE
408 | 7 |  | H1 | CTAOOC | 5338074 | 1 | Restricted | Each | 1.0 | PIEZOELECTRIC SOUNDER, EXTERNAL DRIVE PIN TYPE | 02862-PKM13EPYH4002-B0 | MURATA | STE
409 | 7 |  | U32 | CTAOOC | 5394889 | 2 | Standard | Each | 1.0 | IC, AD CONVERTER, 12BITS, 4CHANNELS INPUT, SAR, T AND H, 0.5 TO 1MSPS, SERIAL OUT, 3V TO 5V VCC, ADC124S101C, MSOP10, 85C | 00036-ADC124S101CIMM/NOPB 00495-ADC124S101CIMM/NOPB | NATIONAL SEMICONDUCTOR TEXAS INSTRUMENTS | STE
410 | 7 |  | R144,R146 | CTAOOC | 5245267-2 | 2 | Restricted | Each | 2.0 | RESISTOR 33 OHM, NON-MAGNETIC, 2 PERCENT, 100MW, FILM, 100PPM, 0603 | 23828-CHR0603 33 OHM +-2% | SRT RESISTOR TECHNOLOGY GMBH | STE
411 | 6 |  | P1 | CTAComponent | 2410163 | 1 | Release | Each | 1.0 | Ariose Electronics_Buzzer MB12B24 |  |  | HLE
412 | 6 |  | J11,J331,J341 | CTAOOC | 46-221703P17 | 2 | Not Recommended | Each | 3.0 | 025 POS 50 CONT .100 SPACING STRAIGHT W/LONG LATCHES 4-WALL AMP PART IS RESTRICTED DUE TO THE FA CT THAT IT REQUIRES A .250 LONG SCRE W TO RETAIN IT. | 00266 3433-6303 00266 3433-6603 02973 IDH-50PK1-S4-TG30 | 3M (MINNESOTA MINING MFG) 3M (MINNESOTA MINING MFG) ROBINSON NUGENT INC | STA
413 | 6 |  | R47,R49,R204,R205,R207-R210,R212,R213 | CTAOOC | 46-286365P30 | 9 | Restricted | Each | 10.0 | RESISTOR 2k OHMS 1 % .25 WATTS 1206 PACKAGE SURFACE MOUNT | 18981-CRCW12062K00FKE 11962-RC1206FR-072KL 06725-RK73H2BTTD2001F 05498-MC12062001FTW 02254-MCR18EZPF2001 | VISHAY YAGEO KOA RCD COMPONENTS INC. ROHM | STE
414 | 6 |  | J1 | CTAOOC | 46-296085P3 | 1 | Restricted | Each | 1.0 | CONNECTOR 4 CONTACTS FOR GOLD PLATED CONTACTS SEE 46-2218 60P3. | 18996-641968-1 | TE CONNECTIVITY | STE
415 | 6 |  | J15 | CTAOOC | 46-278307P6 | 1 | Standard | Each | 1.0 | CONNECTOR HEADER 34 EACH WITH EJECTORS | 00266-N3431-6302RB 18996-5499922-8 | 3M (MINNESOTA MINING MFG) TE CONNECTIVITY | STE
416 | 6 |  | R228,R229 | CTAOOC | 46-170025P33 | 11 | Not Recommended | Each | 2.0 | POTENTIOMETER, PWB TRIMMER, TOP ADJ, 20TURNS, 1K 500MW, LINEAR, WARNING: Unknown Whisker Risk | 00078-3296 W-1-102 LF 18981-T93YA102K 01667-67WR1KLF | BOURNS VISHAY BI TECHNOLOGIES | STE
417 | 6 |  | R53,R132 | CTAOOC | 46-170025P26 | 8 | Not Recommended | Each | 2.0 | RESISTOR 2k OHMS 10 PERCENT .5 WATTS CERMET TOP ADJ 25 TURN. WARNING: Unknown Whisker Risk | 18981-T93YA202K 00078-3296W-1-202LF 01667-67WR2KLF | VISHAY BOURNS BI TECHNOLOGIES | STE
418 | 6 |  | U32,U36 | CTAOOC | 5394889 | 2 | Standard | Each | 2.0 | IC, AD CONVERTER, 12BITS, 4CHANNELS INPUT, SAR, T AND H, 0.5 TO 1MSPS, SERIAL OUT, 3V TO 5V VCC, ADC124S101C, MSOP10, 85C | 00036-ADC124S101CIMM/NOPB 00495-ADC124S101CIMM/NOPB | NATIONAL SEMICONDUCTOR TEXAS INSTRUMENTS | STE
419 | 6 |  | J4 | CTAOOC | 2106009-6 | 1 | Restricted | Each | 1.0 | CONNEC LOW-PROF TRANSI 10C HEAD STR | 01940 821-A010P-AM-A00 00214-75869-101LF 00266-N2510-6002RB 10099-09 18 510 6324 18996-5103308-1 | AMPHENOL FCI 3M (MINNESOTA MINING MFG) HARTING TE CONNECTIVITY | STE
420 | 6 |  | U1-U12,U27-U29,U31 | CTAOOC | 2118048 | 3 | Restricted | Each | 16.0 | DRIVER-RECEIVER NOT APPLICABLE 4 EAC QUAD LINE RECEIVER DS1489A S014 | 00495-SN75189AD | TEXAS INSTRUMENTS | STE
421 | 6 |  | J3,J5,J6,J9,J17,J20 | CTAOOC | 2137666-2 | 1 | Standard | Each | 6.0 | CONNECTOR 3 CONTACTS 600 VOLTS 3 AMP SINGLE ROW .125 STRAIGHT HEADER WITH POLARIZATION SLOTS. | 01525 70545-0037 | MOLEX | STE
422 | 6 |  | J14 | CTAOOC | 2117073 | 1 | Not Recommended | Each | 1.0 | CONNECTOR 3 CONTACTS HEADER. WARNING: Unknown Whisker Risk | 18996-171825-3 | TE CONNECTIVITY | STE
423 | 6 |  | U24-U26,U30 | CTAOOC | 2105421 | 1 | Restricted | Each | 4.0 | AMPLIFIER 2 EACH 2 PPM-DEG C 5.2 VOL SINGLE SUPPLY, RAIL TO RAIL LOW POWERFET-INPUT OP AMP | 01649-AD822BRZ | ANALOG DEVICES, INC. | STE
424 | 6 |  | R6,R7,R124,R133,R174-R178,R199,R203,R217,R230,R233,R236 | CTAOOC | 46-312792P1 | 6 | Standard | Each | 15.0 | RESISTOR 0 OHM 1PERCENT 125MW 0805 JUMPER SURFACE MOUNTING 0 OHM L .079 W .050 T .018 | 18981-CRCW08050000Z0E 06725-RK73Z2AT 05498-ZC0805TW | VISHAY KOA RCD COMPONENTS INC. | STE
425 | 6 |  | R1-R5,R8,R9,R11,R16,R34-R41,R43-R46,R125,R179,R185-R187,R206,R238-R242 | CTAOOC | 46-312792P11 | 4 | Standard | Each | 32.0 | RESISTOR 2k OHMS 1 % .125 WATTS 100V 100PPM/C | 18981-CRCW08052K00FKE 11623-NRC10F2001TRF 00006-WCR0805LF2001F 06725-RK73H2ATTD2001F 05498-MC08052001FTW | VISHAY NIC COMPONENTS CORPORATION IRC KOA RCD COMPONENTS INC. | STE
426 | 6 |  | R26-R33,R190-R197 | CTAOOC | 46-312792P17 | 2 | Standard | Each | 16.0 | RESISTOR 475 OHMS 1 % .125 WATTS 100V 0805 CASE SIZE THICK FILM +-100 PPM/C | 11962-RC0805FR-07475RL 00006-WCR0805LF4750F 18981-CRCW0805475RFKE 05498-MC08054750FTW | YAGEO IRC VISHAY RCD COMPONENTS INC. | STE
427 | 6 |  | R12,R51,R52,R66-R91,R93-R123,R147,R173,R184,R198,R201 | CTAOOC | 46-312792P24 | 3 | Standard | Each | 65.0 | RESISTOR 20k OHMS 1 PERCENT .125 WATTS | 06725-RK73H2ATTD2002F 05498-MC08052002FTW 18981-CRCW080520K0FKE 00006-WCR0805LF2002F | KOA RCD COMPONENTS INC. VISHAY IRC | STE
428 | 6 |  | R48,R50,R211,R214,R215 | CTAOOC | 46-312792P81 | 6 | Standard | Each | 5.0 | RESISTOR 100 OHMS 1 PERCENT .125 WATTS 100 VOLT 100 PPM TC 0805 PACKAGE | 18981-CRCW0805100RFKE 11962-RC0805FR-07100RL 00006-WCR0805LF1000F 05498-MC08051000FTW 06725-RK73H2ATTD1000F 02254-MCR10EZPF1000 | VISHAY YAGEO IRC RCD COMPONENTS INC. KOA ROHM | STE
429 | 6 |  | R10,R13-R15,R17-R25,R134-R143,R145,R148,R149,R169-R172,R220-R223,R234,R235 | CTAOOC | 46-312792P13 | 4 | Standard | Each | 36.0 | RESISTOR 1k OHMS 1 PERCENT .125 WATTS 0805 CASE SIZE | 11623-NRC10F1001TRF 05498-MC08051001FTW 18981-CRCW08051K00FKE 06725-RK73H2ATTD1001F 00006-WCR0805LF1001F | NIC COMPONENTS CORPORATION RCD COMPONENTS INC. VISHAY KOA IRC | STE
430 | 6 |  | D1-D5 | CTAOOC | 46-311083P2 | 3 | Standard | Each | 5.0 | BAV70 SWITCHING DIODE DUAL SER SW VR-70V VF-1.25V 200 MA SOT23 | 18846-BAV70LT1G 18889-BAV 70 E6327 18889-BAV70E6327HTSA1 | ON SEMICONDUCTOR INFINEON TECHNOLOGIES AG INFINEON TECHNOLOGIES AG | STE
431 | 6 |  | K1,K3-K5 | CTAOOC | 46-312336P3 | 4 | Standard | Each | 4.0 | RELAY AND CONTACTOR DPDT 24 V COIL VOLTAGE, CONTACT RATING OF 110 VDC,125 VAC AT 1 AMP | 07092-TQ2SA-24V | PANASONIC | STE
432 | 6 |  | C136,C141 | CTAOOC | 46-302742P8 | 3 | Standard | Each | 2.0 | CAPACITOR FIXED 1u FARADS 35 VOLTS .138L .110W .075H 3528 SURFACE MOUNT DEVICE | 18981-293D105X9035B2TE3 08390-T491B105K035AT | VISHAY KEMET | STE
433 | 6 |  | J351 | CTAOOC | 2227700-4 | 2 | Standard | Each | 1.0 | CONNECT TRANSIT+LATCH 26C HEADER STR | 00266-N3429-6302RB 10099-09 18 526 5904 01940-842-816-2630-435 18996-2-5499206-6 | 3M (MINNESOTA MINING MFG) HARTING AMPHENOL TE CONNECTIVITY | STE
434 | 6 |  | J41 | CTAOOC | 2227700-10 | 3 | Standard | Each | 1.0 | CONNECT TRANSIT+LATCH 14C HEADER STR | 10099-09 18 514 5904 00266-N3314-6302RB | HARTING 3M (MINNESOTA MINING MFG) | STE
435 | 6 |  | C9-C20,C30-C33,C36-C39,C42,C43,C46,C48,C61,C91,C95,C98,C100,C102,C124-C135,C143-C146 | CTAOOC | 2235239-6 | 2 | Standard | Each | 46.0 | CAPACITOR X7R 100NF 10% 16V 0603 | 08390 C0603C104K4RAC 18981-VJ0603Y104KXJ 11962-CC0603KRX7R7BB104 19214-0603YC104KAT | KEMET VISHAY YAGEO AVX/KYOCERA | STE
436 | 6 |  | C45 | CTAOOC | 2240282-15 | 2 | Standard | Each | 1.0 | CAPACITOR CERAMIC, X7R, 10UF, 10Percent, 16V, SMD 1206 | 03041-C3216X7R1C106K 08390-C1206C106K4RAC 11962-CC1206KKX7R7BB106 03041-C3216X7R1C106K160AC | TDK KEMET YAGEO TDK | STE
437 | 6 |  | U35 | CTAOOC | 2242543-4 | 3 | Standard | Each | 1.0 | MEMORY EEPROM, 2048 WORDS X 8 BITS, 1.8V TO 5.5V, 400KHZ, SO8 | 00124-M24C16-RMN6P 08433-CAT24C16WI-G | ST MICROELECTRONICS ON SEMI (FORMERLY CATALYST) | STE
438 | 6 |  | Q1-Q4 | CTAOOC | 2235316 | 1 | Restricted | Each | 4.0 | RESEAU-T CMS DAR NPN ULN2003 SOLP16 | 00495-ULN2003AD | TEXAS INSTRUMENTS | STE
439 | 6 |  | U13 | CTAOOC | 2211252-5 | 4 | Standard | Each | 1.0 | LOGIC 74AHC-VHC14 TSSOP14 | 00495-SN74AHC14PWG4 18846-MC74VHC14DTG 00495-SN74AHC14PWE4 00495 SN74AHC14PW | TEXAS INSTRUMENTS ON SEMICONDUCTOR TEXAS INSTRUMENTS TEXAS INSTRUMENTS | STE
440 | 6 |  | C3,C5 | CTAOOC | 2183937-2 | 2 | Standard | Each | 2.0 | CAPA TANT 1UF 10% 35V 3528 | 18981-293D105X9035B2TE3 08390-T491B105K035AT 19214-TAJB105K035RNJ | VISHAY KEMET AVX/KYOCERA | STE
441 | 6 |  | C6-C8,C21-C29,C34,C35,C40,C41,C44,C49-C60,C62-C90,C92-C94,C96,C97,C99,C101,C103-C123,C137-C140,C142 | CTAOOC | 2187107-6 | 3 | Not Recommended | Each | 91.0 | CAPACITOR FIXED .1u FARADS 50 VOLTS | 08390 C0805C104K5RAC 07945-CL21B104KBCNNNC | KEMET SAMSUNG | STE
442 | 6 |  | C47 | CTAOOC | 2187107-10 | 2 | Standard | Each | 1.0 | CAPACITOR CERAMIC X7R, 1UF 10Percent, 16V, SMD 0805 | 02862-GRM21BR71C105KA01 19214-0805YC105KAT | MURATA AVX/KYOCERA | STE
443 | 6 |  | U15-U23 | CTAOOC | 2299073-2 | 5 | Standard | Each | 9.0 | IC, LOGIC, LVTH, OCTAL BUFFER-DRIVER, 74LVTH244, TSSOP20 | 00495-SN74LVTH244APW 00495-SN74LVTH244APWRG4 00495-SN74LVTH244APWRE4 24386-74LVTH244MTCX | TEXAS INSTRUMENTS TEXAS INSTRUMENTS TEXAS INSTRUMENTS FAIRCHILD SEMICONDUCTOR INC | STE
444 | 6 |  | J12,J42 | CTAOOC | 2137666-7 | 1 | Standard | Each | 2.0 | CONNECTOR 8 CONTACTS 600 VOLTS 3 AMP SINGLE ROW .120 STRAIGHT HEADER WITH POLARIZATION SLOTS. | 01525 70545-0042 | MOLEX | STE
445 | 6 |  | J8 | CTAOOC | 2137666-9 | 1 | Standard | Each | 1.0 | CONNECTOR 10 CONTACTS 600 VOLTS 3 AM SINGLE ROW .120 STRAIGHT HEADER WITH POLARIZATION SLOTS | 01525 70545-0044 | MOLEX | STE
446 | 6 |  | J7 | CTAOOC | 2137666-5 | 1 | Standard | Each | 1.0 | CONNECTOR 6 CONTACTS 600 VOLTS 3 AMP SINGLE ROW .120 STRAIGHT HEADER WITH POLARIZATION SLOTS. | 01525 70545-0040 | MOLEX | STE
447 | 6 |  | R58,R59,R152,R154 | CTAOOC | 2324551 | 4 | Standard | Each | 4.0 | RESISTOR 10 OHMS 1 % .1 WATTS SMT 0603 THICK FILM | 05498-MC060310R0FTW 06725-RK73H1JTTD10R0F 00006-WCR0603LF10R0F 02254-MCR03EZPFX10R0 18981-CRCW060310R0FKE 11962-RC0603FR-0710RL 10302-RMCF0603FT10R0 | RCD COMPONENTS INC. KOA IRC ROHM VISHAY YAGEO SEI | STE
448 | 6 |  | R130,R131,R167,R168,R224-R227 | CTAOOC | 2324551-2 | 3 | Standard | Each | 8.0 | RESISTOR 100 OHMS 1 PERCENT .1 WATTS SMT 0603 THICK FILM | 05498-MC06031000FTW 11962-RC0603FR-07100RL 00006-WCR0603LF1000F 02254 MCR03EZPFX1000 06725-RK73H1JTTD1000F 18981-CRCW0603100RFKE 10302-RMCF0603FT100R | RCD COMPONENTS INC. YAGEO IRC ROHM KOA VISHAY SEI | STE
449 | 6 |  | R42,R64,R65,R92,R159-R162 | CTAOOC | 2324551-5 | 4 | Standard | Each | 8.0 | RESISTOR 100k OHMS 1 % .1 WATTS SMT 0603 THICK FILM | 00006-WCR0603LF1003F 05498-MC06031003FTW 02254 MCR03EZPFX1003 18981-CRCW0603100KFKE 11962-RC0603FR-07100KL 06725-RK73H1JTTD1003F 10302-RMCF0603FT100K | IRC RCD COMPONENTS INC. ROHM VISHAY YAGEO KOA SEI | STE
450 | 6 |  | R126,R128,R163,R165 | CTAOOC | 2324551-28 | 3 | Standard | Each | 4.0 | RESISTOR 332 OHMS 1 % .1 WATTS SMT 0603 THICK FILM | 06725-RK73H1JTTD3320F 00006-WCR0603LF3320F 11962-RC0603FR-07332RL 02254 MCR03EZPFX3320 05498-MC06033320FTW 18981-CRCW0603332RFKE 10302-RMCF0603FT332R | KOA IRC YAGEO ROHM RCD COMPONENTS INC. VISHAY SEI | STE
451 | 6 |  | R56,R57,R60,R61,R150,R153,R155,R156 | CTAOOC | 2324551-170 | 2 | Standard | Each | 8.0 | RESISTOR 143k OHMS 1 % .1 WATTS SMT 0603 THICK FILM | 05498-MC06031433FTW 00006-WCR0603LF1433F 06725-RK73H1JTTD1433F 11962-RC0603FR-07143KL 02254 MCR03EZPFX1433 18981-CRCW0603143KFKE 10302-RMCF1/16-143K-1% 10302-RMCF0603FT143K | RCD COMPONENTS INC. IRC KOA YAGEO ROHM VISHAY SEI SEI | STE
452 | 6 |  | R54,R55,R127,R129,R164,R166 | CTAOOC | 2324551-39 | 3 | Standard | Each | 6.0 | RESISTOR 4.99k OHMS 1 % .1 WATTS SMT 0603 THICK FILM | 18981-CRCW06034K99FKE 11962-RC0603FR-074K99L 00006-WCR0603LF4991F 05498-MC06034991FTW 06725-RK73H1JTTD4991F 02254 MCR03EZPFX4991 10302-RMCF0603FT4K99 | VISHAY YAGEO IRC RCD COMPONENTS INC. KOA ROHM SEI | STE
453 | 6 |  | Y1 | CTAOOC | 2273338-7 | 2 | Restricted | Each | 1.0 | OSCIL 1.000MHZ 100PPM +EN LCSO4 SMD | 08522-SG-8002CA 1.0000M-PTC 03265-VCC1-A3A-1M000 20038-092-1-2 | EPSON, QD DIVISION VECTRON LABORATORIES INC FOX ELECTRONICS | STE
454 | 6 |  | U34 | CTAOOC | 2274500-2 | 1 | Standard | Each | 1.0 | LOGIC INTERFACE RS-232 DRIVER-RECEIVER TSSOP 3 TO 5 V SUPPLY WITH ESD PROTECTION | 00495-MAX3232CPWE4 00124-ST3232ECTR 01649-ADM3202ARUZ | TEXAS INSTRUMENTS ST MICROELECTRONICS ANALOG DEVICES | STE
455 | 6 |  | DS1-DS17 | CTAOOC | 2279219-2 | 1 | Standard | Each | 17.0 | LED GREEN LTST-C190G 0603 SMD | 18802 AP1608SGC 00941 HSMG-C190 11520 LTST-C190GKT 09050 PG1111C | KINGBRIGHT AVAGO TECHNOLOGIES LITE-ON STANLEY ELECTRIC CO LTD | STE
456 | 6 |  | S1-S4 | CTAOOC | 2253364-2 | 3 | Not Recommended | Each | 4.0 | SURFACE MOUNT DIP SWITCH, 4 POSITION GULL WING WITH POLYIMIDE TAPE SEAL MACHINE-INSERTABLE. WARNING: Unknown Whisker Risk | 05229-90HBW04PRT 00031-219004MST | GRAYHILL CTS CORP | STE
457 | 6 |  | U33 | CTAOOC | 2246237-2 | 3 | Standard | Each | 1.0 | DRIVER-RECEIVER UART WITH 16 BYTE FIFO 3.3-5V SUPPLY, 48-TQFP NOTE ONLY TI PART HAS AUTOFLOW CNTRL | 00495-TL16C550CPTG4 ZZE10-ST16C550CQ48-F | TEXAS INSTRUMENTS EXAR | STE
458 | 6 |  | CR1,CR2 | CTAOOC | 2408243 | 1 | Restricted | Each | 2.0 | U1813HE SEMICONDUCTOR DIODE 5 VOLTS 5U AMPS | 10289-GBLC05C-LF | PROTEK DEVICES | STE
459 | 6 |  | U14 | CTAOOC | 5135116-3 | 1 | Standard | Each | 1.0 | PROGRAMMABLE CPLD, 2210 LOGIC ELEMENTS, MAX_II, 1.5-3.3V I_O VOLTAGE, 2.5-3.3V SUPPLY, 204 IO PINS, FBGA 256 | 10208-EPM2210F256C5N | ALTERA | STE
460 | 6 |  | R144,R146 | CTAOOC | 5245267-2 | 2 | Restricted | Each | 2.0 | RESISTOR 33 OHM, NON-MAGNETIC, 2 PERCENT, 100MW, FILM, 100PPM, 0603 | 23828-CHR0603 33 OHM +-2% | SRT RESISTOR TECHNOLOGY GMBH | STE
461 | 6 |  | VR1 | CTAOOC | 2334692 | 1 | Restricted | Each | 1.0 | REGULATOR 3.3V OUTPUT LOW DROPOUT ANYCAP, 1.5A OUTPUT, SOT-223 | 01649-ADP3339AKCZ-3.3 | ANALOG DEVICES, INC. | STE
462 | 6 |  | C1,C2,C4 | CTAOOC | 2378169 | 3 | Standard | Each | 3.0 | U6214CS CAPACITOR FIXED 100U FARADS | 07092-EEEHA1V101XP 06533-UWZ1V101MCL1GS 10220-EMVE350ADA101MF80G | PANASONIC NICHICON CORPORATION CHEMI-CON | STE
463 | 6 |  | R62,R63,R157,R158 | CTAOOC | 2324551-373 | 2 | Standard | Each | 4.0 | RESISTOR 316 OHMS 1 PERCENT .1 WATT 100 PPM SMT 0603 THICK FILM | 06725-RK73H1JTTD3160F 02254-MCR03EZPFX3160 18981-CRCW0603316RFKEA 00006-WCR0603LF3160FPLT 00078-CR0603FX3160LF 11962-RC0603FR-07316RL | KOA ROHM VISHAY IRC BOURNS YAGEO | STE
464 | 4 | 6 |  | ECCCollectorPart | 5444390 | 2 | Release | Each | 1.0 | Table accessory collector |  |  | HLE
465 | 5 | 1 |  | CTAAssembly | 5451223 | 4 | Release | Each | 1.0 | Right shoulder pad assembly |  |  | CCX
466 | 6 | 1 |  | CTAComponent | 5440513 | 1 | Release | Each | 1.0 | Shoulder fix main frame |  |  | CCX
467 | 6 | 5 |  | CTAComponent | 5444569 | 1 | Release | Each | 1.0 | Shoulder fix knob assembly |  |  | CCX
468 | 6 | 7 |  | CTAComponent | 5449400 | 1 | Release | Each | 1.0 | Shoulder pad adjusting knob |  |  | CCX
469 | 6 | 6 |  | CTAComponent | 5442184 | 1 | Release | Each | 1.0 | Knob PU support tray |  |  | CCX
470 | 6 | 11 |  | CTAComponent | 5438186 | 1 | Release | Each | 1.0 | Knob support tray base |  |  | CCX
471 | 6 | 2 |  | CTAComponent | 5452280 | 1 | Release | Each | 1.0 | Shoulder adjustinging frame |  |  | CCX
472 | 6 | 3 |  | CTAComponent | 5454761 | 1 | Release | Each | 1.0 | Right shoulder pad |  |  | CCX
473 | 6 | 10 |  | CTAComponent | 5457979 | 1 | Release | Each | 1.0 | Shoulder pad adjusting thimble |  |  | HLE
474 | 6 | 9 |  | CTAComponent | 5451438 | 1 | Release | Each | 1.0 | Right shoulder rear cover |  |  | CCX
475 | 6 | 8 |  | CTAComponent | 5450657 | 1 | Release | Each | 1.0 | M4x10_GB973 |  |  | CCX
476 | 6 | 14 |  | CTAComponent | 1000-M4C014-04 | 1 | Release | Each | 2.0 | Hexagon Socket Head Cap Screw, M4-0.7, X14mm Long, Grade 8.8 Steel, Zinc Plated, RoHS Fastener | 11060-M4C14KCSC9Z6/912 A0996-BN 4 M10 x 14mm CR6+FREE 24140-M4/14/SOHTCS/TC1D/ISO4762 | ANIXTER BOSSARD TR FORMAC DIV OF TR FASTENINGS | STM
477 | 6 | 15 |  | CTAComponent | 1000-M5C016-04 | 5 | Release | Each | 3.0 | Hexagon Socket Head Cap Screw, M5-0.8, X16mm Long, Grade 8.8 Steel, Zinc Plated, RoHS Fastener | 11060-M5C16KCSC9Z6/912 24140-M5/16/SOHTCS/TC1D/DIN912 10487-1000-M5C016-04 20589-ZS2540016ZP0000 A0996-BN 4 M5 x 16mm CR6+FREE | ANIXTER TR FORMAC DIV OF TR FASTENINGS OHTA FASTENAL COMPANY BOSSARD | STM
478 | 6 | 12 |  | CTAComponent | 5491728 | 1 | Release | Each | 4.0 | POM wearable thimble |  |  | CCX
479 | 6 | 13 |  | CTAComponent | 1000-M4C010-04 | 5 | Release | Each | 2.0 | Hexagon Socket Head Cap Screw, ISO 4762, M4-0.7, X10mm Long, Grade 8.8 Steel, Zinc Plated, RoHS Fastener | 11060-M4C10KCSC9Z6/912 10487-1000-M4C010-04 20589-10948-03231 24140-M4/10/SOHTCS/TC1D/DIN912 A0996-BN 4 M4 X 10mm CR6+FREE | ANIXTER OHTA FASTENAL COMPANY TR FORMAC DIV OF TR FASTENINGS BOSSARD | STM
480 | 6 | 4 |  | CTAComponent | 5459488 | 1 | Release | Each | 1.0 | Right shoulder pad fix plate |  |  | CCX
481 | 6 | 18 |  | CTAComponent | 2000-M5-02 | 3 | Release | Each | 3.0 | Flat Washer, ISO7089, M5, Steel 140HV, Zinc Plated, RoHS Fastener | 11060-M5NWSFSTZ6/125A A0996-BN715 M5 CR6 Free 24140-M5/-/PWSTWA/TC1 20589-10948-03440 | ANIXTER BOSSARD TR FORMAC DIV OF TR FASTENINGS FASTENAL COMPANY | STM
482 | 6 | 19 |  | CTAComponent | 2106-M5-14 | 1 | Release | Each | 3.0 | Spring Lock Washer with Flat Ends JIS B1251, M5, Spring Stainless Steel, Rohs Fastener | 24140-2106-M5-14 | TR FORMAC DIV OF TR FASTENINGS | STM
483 | 6 | 16 |  | CTAComponent | 1043-M4C006-37 | 1 | Release | Each | 1.0 | Hexagon Socket Set Screws with Dog Point, ISO 4028, M4-0.7, X6mm Long, A2-21H Stainless Steel, Passivate, RoHS Fastener | A0996-BN619 M4 x 6mm CR6+FREE 11060-M4C6KKDSJ/915 24140-M4/6/HSA2DP/SF/GB79 | BOSSARD ANIXTER TR FORMAC DIV OF TR FASTENINGS | STM
484 | 6 | 17 |  | CTAComponent | 1010-M4C008-14 | 1 | Release | Each | 6.0 | Phillips Flat Head Screw, ISO 7046, M4-0.7, X8mm Long, Grade 4.8 Steel, Zinc Plated, RoHS Fastener | 20589-10948-03507 11060-M4C8MXFSTZ6/965A | FASTENAL COMPANY ANIXTER | STM
485 | 5 | 5 |  | CTAAssembly | 5451224 | 4 | Release | Each | 1.0 | Right grasp handle assembly |  |  | CCX
486 | 6 | 2 |  | CTAComponent | 5442184 | 1 | Release | Each | 1.0 | Knob PU support tray |  |  | CCX
487 | 6 | 5 |  | CTAComponent | 5442185 | 1 | Release | Each | 1.0 | Right grasp handle frame |  |  | CCX
488 | 6 | 1 |  | CTAComponent | 5438186 | 1 | Release | Each | 1.0 | Knob support tray base |  |  | CCX
489 | 6 | 7 |  | CTAComponent | 5491728 | 1 | Release | Each | 2.0 | POM wearable thimble |  |  | CCX
490 | 6 | 6 |  | CTAComponent | 5450657 | 1 | Release | Each | 1.0 | M4x10_GB973 |  |  | CCX
491 | 6 | 4 |  | CTAComponent | 5451439 | 1 | Release | Each | 1.0 | Grasp handle column |  |  | CCX
492 | 6 | 3 |  | CTAComponent | 5444569 | 1 | Release | Each | 1.0 | Shoulder fix knob assembly |  |  | CCX
493 | 5 | 4 |  | CTAAssembly | 5445988 | 4 | Release | Each | 2.0 | Handle grid assembly |  |  | CCX
494 | 6 | 4 |  | CTAComponent | 5438186 | 1 | Release | Each | 2.0 | Knob support tray base |  |  | CCX
495 | 6 | 8 |  | CTAComponent | 1000-M5C016-04 | 5 | Release | Each | 4.0 | Hexagon Socket Head Cap Screw, M5-0.8, X16mm Long, Grade 8.8 Steel, Zinc Plated, RoHS Fastener | 11060-M5C16KCSC9Z6/912 24140-M5/16/SOHTCS/TC1D/DIN912 10487-1000-M5C016-04 20589-ZS2540016ZP0000 A0996-BN 4 M5 x 16mm CR6+FREE | ANIXTER TR FORMAC DIV OF TR FASTENINGS OHTA FASTENAL COMPANY BOSSARD | STM
496 | 6 | 1 |  | CTAComponent | 5449401 | 1 | Release | Each | 2.0 | Handle grid fixing frame |  |  | CCX
497 | 6 | 3 |  | CTAComponent | 5447013 | 1 | Release | Each | 2.0 | Handle fix knob assembly |  |  | CCX
498 | 6 | 5 |  | CTAComponent | 5442184 | 1 | Release | Each | 2.0 | Knob PU support tray |  |  | CCX
499 | 6 | 2 |  | CTAComponent | 5438187 | 1 | Release | Each | 1.0 | Handle grid bar |  |  | CCX
500 | 6 | 7 |  | CTAComponent | 5491728 | 1 | Release | Each | 4.0 | POM wearable thimble |  |  | CCX
501 | 6 | 6 |  | CTAComponent | 5450657 | 1 | Release | Each | 1.0 | M4x10_GB973 |  |  | CCX
502 | 5 | 6 |  | CTAAssembly | 5455393 | 4 | Release | Each | 1.0 | Left grasp handle assembly |  |  | CCX
503 | 6 | 2 |  | CTAComponent | 5442184 | 1 | Release | Each | 1.0 | Knob PU support tray |  |  | CCX
504 | 6 | 3 |  | CTAComponent | 5444569 | 1 | Release | Each | 1.0 | Shoulder fix knob assembly |  |  | CCX
505 | 6 | 1 |  | CTAComponent | 5438186 | 1 | Release | Each | 1.0 | Knob support tray base |  |  | CCX
506 | 6 | 7 |  | CTAComponent | 5491728 | 1 | Release | Each | 2.0 | POM wearable thimble |  |  | CCX
507 | 6 | 5 |  | CTAComponent | 5460251 | 1 | Release | Each | 1.0 | Left grasp hand1e frame |  |  | CCX
508 | 6 | 6 |  | CTAComponent | 5450657 | 1 | Release | Each | 1.0 | M4x10_GB973 |  |  | CCX
509 | 6 | 4 |  | CTAComponent | 5451439 | 1 | Release | Each | 1.0 | Grasp handle column |  |  | CCX
510 | 5 | 3 |  | CTAAssembly | 5439539 | 4 | Release | Each | 1.0 | Foot step assembly |  |  | CCX
511 | 6 | 1 |  | CTAAssembly | 5449857 | 1 | Release | Each | 1.0 | Foot step board assembly |  |  | CCX
512 | 7 | 2 |  | CTAComponent | 5436902 | 1 | Release | Each | 1.0 | Foot step board left support plate |  |  | CCX
513 | 7 | 4 |  | CTAComponent | 5442994 | 1 | Release | Each | 1.0 | Foot step board right support plate |  |  | CCX
514 | 7 | 3 |  | CTAComponent | 5447816 | 1 | Release | Each | 2.0 | Foot step board middle support plate |  |  | CCX
515 | 7 | 1 |  | CTAComponent | 5448645 | 1 | Release | Each | 1.0 | Foot step board top plate |  |  | CCX
516 | 7 | 6 |  | CTAComponent | 5462495 | 1 | Release | Each | 2.0 | Foot step board R angle plate |  |  | CCX
517 | 7 | 7 |  | CTAComponent | 5494207 | 1 | Release | Each | 6.0 | Foot step support block |  |  | CCX
518 | 7 | 5 |  | CTAComponent | 5439753 | 1 | Release | Each | 1.0 | Foot step board bottom plate |  |  | CCX
519 | 6 | 8 |  | CTAComponent | 1000-M4C010-04 | 5 | Release | Each | 4.0 | Hexagon Socket Head Cap Screw, ISO 4762, M4-0.7, X10mm Long, Grade 8.8 Steel, Zinc Plated, RoHS Fastener | 11060-M4C10KCSC9Z6/912 10487-1000-M4C010-04 20589-10948-03231 24140-M4/10/SOHTCS/TC1D/DIN912 A0996-BN 4 M4 X 10mm CR6+FREE | ANIXTER OHTA FASTENAL COMPANY TR FORMAC DIV OF TR FASTENINGS BOSSARD | STM
520 | 6 | 5 |  | CTAComponent | 1000-M5C016-04 | 5 | Release | Each | 6.0 | Hexagon Socket Head Cap Screw, M5-0.8, X16mm Long, Grade 8.8 Steel, Zinc Plated, RoHS Fastener | 11060-M5C16KCSC9Z6/912 24140-M5/16/SOHTCS/TC1D/DIN912 10487-1000-M5C016-04 20589-ZS2540016ZP0000 A0996-BN 4 M5 x 16mm CR6+FREE | ANIXTER TR FORMAC DIV OF TR FASTENINGS OHTA FASTENAL COMPANY BOSSARD | STM
521 | 6 | 3 |  | CTAComponent | 5457212 | 1 | Release | Each | 2.0 | Foot step board nylon pillow |  |  | CCX
522 | 6 | 2 |  | CTAAssembly | 5453109 | 1 | Release | Each | 1.0 | Foot step left support bracket |  |  | CCX
523 | 7 | 4 |  | CTAComponent | 5496469 | 1 | Release | Each | 3.0 | Screw M4X8_GB79 |  |  | CCX
524 | 7 | 2 |  | CTAComponent | 5441363 | 1 | Release | Each | 1.0 | Foot step left support pin |  |  | CCX
525 | 7 | 1 |  | CTAComponent | 5458718 | 1 | Release | Each | 1.0 | Left bracket frame |  |  | CCX
526 | 7 | 3 |  | CTAComponent | 5453111 | 1 | Release | Each | 1.0 | Foot step guide pin |  |  | CCX
527 | 6 | 4 |  | CTAAssembly | 5461026 | 1 | Release | Each | 1.0 | Foot step right support bracket |  |  | CCX
528 | 7 | 1 |  | CTAAssembly | 5443777 | 1 | Release | Each | 1.0 | Foot step locking assembly |  |  | CCX
529 | 8 | 2 |  | CTAComponent | 5457211 | 1 | Release | Each | 1.0 | Foot step locking assembly frame |  |  | CCX
530 | 8 | 3 |  | CTAComponent | 5439752 | 1 | Release | Each | 1.0 | Foot step locking assembly fixing shaft |  |  | CCX
531 | 8 | 1 |  | CTAComponent | 5462494 | 1 | Release | Each | 1.0 | Foot step locking handle |  |  | CCX
532 | 8 | 7 |  | CTAComponent | 3001-M6C-27 | 3 | Release | Each | 2.0 | Hexagon Thin Nut, ISO4035, M6-1.0, Grade 04 Steel, Zinc Plated, RoHS Fastener | 20589-10948-03713 24140-M6/-/HLST-/TC1D/DIN439B 11060-M6CNFJSTZ6/439B 24140-M6/-/HLST-/TC1/DIN439B A0996-BN124 M6 CR6+FREE | FASTENAL COMPANY TR FORMAC DIV OF TR FASTENINGS ANIXTER TR FORMAC DIV OF TR FASTENINGS BOSSARD | STM
533 | 8 | 6 |  | CTAComponent | 2000-M6-02 | 3 | Release | Each | 1.0 | Flat Washer, ISO7089, M6, Steel 140HV, Zinc Plated, RoHS Fastener | 20589-10948-03441 A0996-BN715 M6 CR6 Free 11060-M6NWSFSTZ6/125A 24140-M6/-/PWSTWA/TC1 | FASTENAL COMPANY BOSSARD ANIXTER TR FORMAC DIV OF TR FASTENINGS | STM
534 | 8 | 4 |  | CTAComponent | 5491729 | 1 | Release | Each | 2.0 | Disk spring 11.8x6.2 |  |  | CCX
535 | 8 | 5 |  | CTAComponent | 5496470 | 1 | Release | Each | 1.0 | screw M3x8_GB79 |  |  | CCX
536 | 7 | 3 |  | CTAComponent | 5453111 | 1 | Release | Each | 1.0 | Foot step guide pin |  |  | CCX
537 | 7 | 5 |  | CTAComponent | 5456434 | 1 | Release | Each | 1.0 | Foot step locking assembly cover |  |  | CCX
538 | 7 | 4 |  | CTAComponent | 5460253 | 1 | Release | Each | 1.0 | Foot step right support pin |  |  | CCX
539 | 7 | 2 |  | CTAComponent | 5436901 | 1 | Release | Each | 1.0 | Foot step right support bracket |  |  | CCX
540 | 7 | 7 |  | CTAComponent | 5496469 | 1 | Release | Each | 3.0 | Screw M4X8_GB79 |  |  | CCX
541 | 7 | 9 |  | CTAComponent | 2000-M4-02 | 6 | Release | Each | 4.0 | Flat Washer, ISO7089, M4, Steel 140HV, Zinc Plated, RoHS Fastener | A0996-BN715 M4 CR6 Free 10487-2000-M4-02 11060-M4NWSFSTZ6/125A 20589-10948-03439 24140-M4/-/PWSTWA/TC1/ISO7089 | BOSSARD OHTA ANIXTER FASTENAL COMPANY TR FORMAC DIV OF TR FASTENINGS | STM
542 | 7 | 10 |  | CTAComponent | C2106-M4-02 | 3 | Release | Each | 2.0 | Spring Lock Washer, M4, Zinc plated, Rohs Fastener | 24140-C2106-M4-02 | TR FORMAC DIV OF TR FASTENINGS | HLE
543 | 7 | 6 |  | CTAComponent | 1000-M4C016-04 | 4 | Release | Each | 2.0 | Hexagon Socket Head Cap Screw, M4-0.7, X16mm Long, Grade 8.8 Steel, Zinc Plated, RoHS Fastener | 20589-10948-03233 24140-M4/16/SOHTCS/TC1D/DIN912 10487-1000-M4C016-04 11060-M4C16KCSC9Z6/912 A0996-BN 4 M4 x 16mm CR6+FREE | FASTENAL COMPANY TR FORMAC DIV OF TR FASTENINGS OHTA ANIXTER BOSSARD | STM
544 | 7 | 8 |  | CTAComponent | 1010-M3C008-14 | 1 | Release | Each | 2.0 | Phillips Flat Head Screw, ISO 7046, M3-0.5, X8mm Long, Grade 4.8 Steel, Zinc Plated, RoHS Fastener | 20589-10948-03502 11060-M3C8MXFSTZ6/965A | FASTENAL COMPANY ANIXTER | STM
545 | 6 | 6 |  | CTAComponent | 2000-M5-02 | 3 | Release | Each | 6.0 | Flat Washer, ISO7089, M5, Steel 140HV, Zinc Plated, RoHS Fastener | 11060-M5NWSFSTZ6/125A A0996-BN715 M5 CR6 Free 24140-M5/-/PWSTWA/TC1 20589-10948-03440 | ANIXTER BOSSARD TR FORMAC DIV OF TR FASTENINGS FASTENAL COMPANY | STM
546 | 6 | 7 |  | CTAComponent | 2106-M5-14 | 1 | Release | Each | 6.0 | Spring Lock Washer with Flat Ends JIS B1251, M5, Spring Stainless Steel, Rohs Fastener | 24140-2106-M5-14 | TR FORMAC DIV OF TR FASTENINGS | STM
547 | 5 | 2 |  | CTAAssembly | 5445185 | 4 | Release | Each | 1.0 | Left shoulder pad assembly |  |  | CCX
548 | 6 | 1 |  | CTAComponent | 5440513 | 1 | Release | Each | 1.0 | Shoulder fix main frame |  |  | CCX
549 | 6 | 6 |  | CTAComponent | 5438186 | 1 | Release | Each | 1.0 | Knob support tray base |  |  | CCX
550 | 6 | 9 |  | CTAComponent | 5450657 | 1 | Release | Each | 1.0 | M4x10_GB973 |  |  | CCX
551 | 6 | 8 |  | CTAComponent | 5449400 | 1 | Release | Each | 1.0 | Shoulder pad adjusting knob |  |  | CCX
552 | 6 | 3 |  | CTAComponent | 5444569 | 1 | Release | Each | 1.0 | Shoulder fix knob assembly |  |  | CCX
553 | 6 | 7 |  | CTAComponent | 5442184 | 1 | Release | Each | 1.0 | Knob PU support tray |  |  | CCX
554 | 6 | 10 |  | CTAComponent | 5457979 | 1 | Release | Each | 1.0 | Shoulder pad adjusting thimble |  |  | HLE
555 | 6 | 4 |  | CTAComponent | 5473622 | 1 | Release | Each | 1.0 | Left shoulder pad fix plate |  |  | CCX
556 | 6 | 5 |  | CTAComponent | 5454762 | 1 | Release | Each | 1.0 | Left shoulder pad |  |  | CCX
557 | 6 | 2 |  | CTAComponent | 5452280 | 1 | Release | Each | 1.0 | Shoulder adjustinging frame |  |  | CCX
558 | 6 | 14 |  | CTAComponent | 1000-M4C014-04 | 1 | Release | Each | 2.0 | Hexagon Socket Head Cap Screw, M4-0.7, X14mm Long, Grade 8.8 Steel, Zinc Plated, RoHS Fastener | 11060-M4C14KCSC9Z6/912 A0996-BN 4 M10 x 14mm CR6+FREE 24140-M4/14/SOHTCS/TC1D/ISO4762 | ANIXTER BOSSARD TR FORMAC DIV OF TR FASTENINGS | STM
559 | 6 | 15 |  | CTAComponent | 1000-M5C016-04 | 5 | Release | Each | 1.0 | Hexagon Socket Head Cap Screw, M5-0.8, X16mm Long, Grade 8.8 Steel, Zinc Plated, RoHS Fastener | 11060-M5C16KCSC9Z6/912 24140-M5/16/SOHTCS/TC1D/DIN912 10487-1000-M5C016-04 20589-ZS2540016ZP0000 A0996-BN 4 M5 x 16mm CR6+FREE | ANIXTER TR FORMAC DIV OF TR FASTENINGS OHTA FASTENAL COMPANY BOSSARD | STM
560 | 6 | 12 |  | CTAComponent | 5491728 | 1 | Release | Each | 4.0 | POM wearable thimble |  |  | CCX
561 | 6 | 13 |  | CTAComponent | 1000-M4C010-04 | 5 | Release | Each | 2.0 | Hexagon Socket Head Cap Screw, ISO 4762, M4-0.7, X10mm Long, Grade 8.8 Steel, Zinc Plated, RoHS Fastener | 11060-M4C10KCSC9Z6/912 10487-1000-M4C010-04 20589-10948-03231 24140-M4/10/SOHTCS/TC1D/DIN912 A0996-BN 4 M4 X 10mm CR6+FREE | ANIXTER OHTA FASTENAL COMPANY TR FORMAC DIV OF TR FASTENINGS BOSSARD | STM
562 | 6 | 11 |  | CTAComponent | 5473623 | 1 | Release | Each | 1.0 | left shoulder rear cover |  |  | CCX
563 | 6 | 19 |  | CTAComponent | 2106-M5-14 | 1 | Release | Each | 1.0 | Spring Lock Washer with Flat Ends JIS B1251, M5, Spring Stainless Steel, Rohs Fastener | 24140-2106-M5-14 | TR FORMAC DIV OF TR FASTENINGS | STM
564 | 6 | 18 |  | CTAComponent | 2000-M5-02 | 3 | Release | Each | 1.0 | Flat Washer, ISO7089, M5, Steel 140HV, Zinc Plated, RoHS Fastener | 11060-M5NWSFSTZ6/125A A0996-BN715 M5 CR6 Free 24140-M5/-/PWSTWA/TC1 20589-10948-03440 | ANIXTER BOSSARD TR FORMAC DIV OF TR FASTENINGS FASTENAL COMPANY | STM
565 | 6 | 17 |  | CTAComponent | 1010-M4C008-14 | 1 | Release | Each | 6.0 | Phillips Flat Head Screw, ISO 7046, M4-0.7, X8mm Long, Grade 4.8 Steel, Zinc Plated, RoHS Fastener | 20589-10948-03507 11060-M4C8MXFSTZ6/965A | FASTENAL COMPANY ANIXTER | STM
566 | 6 | 16 |  | CTAComponent | 1043-M4C006-37 | 1 | Release | Each | 1.0 | Hexagon Socket Set Screws with Dog Point, ISO 4028, M4-0.7, X6mm Long, A2-21H Stainless Steel, Passivate, RoHS Fastener | A0996-BN619 M4 x 6mm CR6+FREE 11060-M4C6KKDSJ/915 24140-M4/6/HSA2DP/SF/GB79 | BOSSARD ANIXTER TR FORMAC DIV OF TR FASTENINGS | STM
567 | 4 | 4 |  | CTACircuitBoard | 5440559 | 4 | Release | Each | 1.0 | PT800+ Xray Board PWA |  |  | HLE
568 | 5 |  | J11,J332,J342 | CTAOOC | 46-221703P17 | 2 | Not Recommended | Each | 3.0 | 025 POS 50 CONT .100 SPACING STRAIGHT W/LONG LATCHES 4-WALL AMP PART IS RESTRICTED DUE TO THE FA CT THAT IT REQUIRES A .250 LONG SCRE W TO RETAIN IT. | 00266 3433-6303 00266 3433-6603 02973 IDH-50PK1-S4-TG30 | 3M (MINNESOTA MINING MFG) 3M (MINNESOTA MINING MFG) ROBINSON NUGENT INC | STA
569 | 5 |  | VR4 | CTAOOC | 46-312356P2 | 2 | Restricted | Each | 1.0 | VOLTAGE REFERENCE 5 VOLTS .05 PERCENT 5 PP SO8 | 01649-AD586LRZ | ANALOG DEVICES, INC. | STE
570 | 5 |  | R19,R27,R28,R33 | CTAOOC | 46-312792P5 | 5 | Standard | Each | 4.0 | RESISTOR 49.9 OHMS 1 % .125 WATTS 100 PPM/DEGREE C 100V 0805 PACKAGE L .079 W .050 T .018 | 00006-WCR0805LF49R9F 11623-NRC10F49R9TRF 05498-MC080549R9FTW 18981-CRCW080549R9FKE 06725-RK73H2ATTD49R9F | IRC NIC COMPONENTS CORPORATION RCD COMPONENTS INC. VISHAY KOA | STE
571 | 5 |  | R29-R32,R68-R71,R76-R79,R82-R85,R90-R93 | CTAOOC | 46-312792P7 | 4 | Standard | Each | 20.0 | RESISTOR 10k OHMS 1 PERCENT .125 WATTS SURFACE MOUNTING 0805 PACKAGE 100 PPM/DEGREE C 100V L .079 W .050 T .018 | 11623-NRC10F1002TRF 05498-MC08051002FTW 18981-CRCW080510K0FKE 00006-WCR0805LF1002F 06725-RK73H2ATTD1002F | NIC COMPONENTS CORPORATION RCD COMPONENTS INC. VISHAY IRC KOA | STE
572 | 5 |  | R44,R47,R53,R59 | CTAOOC | 46-312792P1 | 6 | Standard | Each | 4.0 | RESISTOR 0 OHM 1PERCENT 125MW 0805 JUMPER SURFACE MOUNTING 0 OHM L .079 W .050 T .018 | 18981-CRCW08050000Z0E 06725-RK73Z2AT 05498-ZC0805TW | VISHAY KOA RCD COMPONENTS INC. | STE
573 | 5 |  | TP0-TP3 | CTAOOC | 46-301752P5 | 3 | Standard | Each | 4.0 | CONNECTOR 1 CONTACTS SURFACE MOUNT PRINTED CIRCUIT TEST POINTS | 04947 5016 ZZC70-TP-107-02-1-T | KEYSTONE ELECTRONICS CORP COMPONENTS CORPORATION | STE
574 | 5 |  | J1 | CTAOOC | 46-296085P3 | 1 | Restricted | Each | 1.0 | CONNECTOR 4 CONTACTS FOR GOLD PLATED CONTACTS SEE 46-2218 60P3. | 18996-641968-1 | TE CONNECTIVITY | STE
575 | 5 |  | D1-D12 | CTAOOC | 46-315841P2 | 1 | Standard | Each | 12.0 | SEMICONDUCTOR:DIODE 75 VOLTS 200m AM HIGH CONDUCTANCE LOW LEAKAGE SOT-23 | 18846-BAS116LT1G | ON SEMICONDUCTOR | STE
576 | 5 |  | R11,R12,R37,R38 | CTAOOC | 46-312792P117 | 5 | Standard | Each | 4.0 | RESISTOR 3.16k OHMS 1 % .125 WATTS | 11962-RC0805FR-073K16L 00006-WCR0805LF3161F 05498-MC08053161FTW 18981-CRCW08053K16FKE 06725-RK73H2ATTD3161F 02254-MCR10EZPF3161 | YAGEO IRC RCD COMPONENTS INC. VISHAY KOA ROHM | STE
577 | 5 |  | R13-R16 | CTAOOC | 46-312792P24 | 3 | Standard | Each | 4.0 | RESISTOR 20k OHMS 1 PERCENT .125 WATTS | 06725-RK73H2ATTD2002F 05498-MC08052002FTW 18981-CRCW080520K0FKE 00006-WCR0805LF2002F | KOA RCD COMPONENTS INC. VISHAY IRC | STE
578 | 5 |  | R17,R18,R20,R21 | CTAOOC | 46-312792P62 | 4 | Standard | Each | 4.0 | RESISTOR 2M OHMS 1 % .125 WATTS 100 VOLT 100 PPM TC 0805 PACKAGE | 00006-WCR0805LF2004F 18981-CRCW08052M00FKE 11623-NRC10F2004TRF 05498-MC08052004FT101W 02254-MCR10EZPF2004 | IRC VISHAY NIC COMPONENTS CORPORATION RCD COMPONENTS INC. ROHM | STE
579 | 5 |  | R3-R10 | CTAOOC | 46-312792P81 | 6 | Standard | Each | 8.0 | RESISTOR 100 OHMS 1 PERCENT .125 WATTS 100 VOLT 100 PPM TC 0805 PACKAGE | 18981-CRCW0805100RFKE 11962-RC0805FR-07100RL 00006-WCR0805LF1000F 05498-MC08051000FTW 06725-RK73H2ATTD1000F 02254-MCR10EZPF1000 | VISHAY YAGEO IRC RCD COMPONENTS INC. KOA ROHM | STE
580 | 5 |  | R51 | CTAOOC | 46-312792P113 | 4 | Standard | Each | 1.0 | RESISTOR 2.37k OHMS 1 PERCENT .1 WATTS 100 VOLT 100 PPM TC 0805 PACKAGE | 02254-MCR10EZPF2371 07092-ERJ-6ENF2371V 00006-WCR0805LF2371F 11962-RC0805FR-072K37L 05498-MC0805-2371-FTW 18981-CRCW08052K37FKE 06725-RK73H2ATTP2371F 10302-RMCF 1/10 2.37K 1% 10302-RMCF0805FT2K37 | ROHM PANASONIC IRC YAGEO RCD COMPONENTS INC. VISHAY KOA SEI SEI | STE
581 | 5 |  | R22-R25 | CTAOOC | 46-312792P41 | 3 | Standard | Each | 4.0 | RESISTOR 1M OHMS 1 % .125 WATTS | 18981-CRCW08051M00FKE 06725-RK73H2ATTD1004F 00006-WCR0805LF1004F 05498-MC08051004FTW | VISHAY KOA IRC RCD COMPONENTS INC. | STE
582 | 5 |  | R1,R2,R35,R36,R39-R42,R45,R46,R49,R50,R60-R64,R80,R88 | CTAOOC | 46-312792P13 | 4 | Standard | Each | 19.0 | RESISTOR 1k OHMS 1 PERCENT .125 WATTS 0805 CASE SIZE | 11623-NRC10F1001TRF 05498-MC08051001FTW 18981-CRCW08051K00FKE 06725-RK73H2ATTD1001F 00006-WCR0805LF1001F | NIC COMPONENTS CORPORATION RCD COMPONENTS INC. VISHAY KOA IRC | STE
583 | 5 |  | R48,R55,R67,R72-R74,R86,R87 | CTAOOC | 46-312792P11 | 4 | Standard | Each | 8.0 | RESISTOR 2k OHMS 1 % .125 WATTS 100V 100PPM/C | 18981-CRCW08052K00FKE 11623-NRC10F2001TRF 00006-WCR0805LF2001F 06725-RK73H2ATTD2001F 05498-MC08052001FTW | VISHAY NIC COMPONENTS CORPORATION IRC KOA RCD COMPONENTS INC. | STE
584 | 5 |  | U1,U8 | CTAOOC | 2154024 | 2 | Standard | Each | 2.0 | INT RECEIV 26C32 SO16 .15 SMD | 00495-AM26C32IDE4 00036-DS26C32ATM NOPB 00495-DS26C32ATM NOPB | TEXAS INSTRUMENTS NATIONAL SEMICONDUCTOR TEXAS INSTRUMENTS | STE
585 | 5 |  | AR1-AR5 | CTAOOC | 2110206-2 | 1 | Standard | Each | 5.0 | AMPLIFIER OP AMP LM324 QUAD AMPLIFIER_NEW QUAD LOW POWER DIFFERENTIAL INPUT OPERATIONAL AMPLIFIER LM324A 14-PIN DIP | 18846-LM324ADG | ON SEMICONDUCTOR | STE
586 | 5 |  | U3 | CTAOOC | 2138960-2 | 1 | Restricted | Each | 1.0 | ANALOG SWITCH AND MUX ANALOG MUX 4-CHANNEL DIFFERENTIAL BREAK-BEFORE- MAKE ANALOG MUX SOP16 THIS PART HAS A SETTLING ACCURACY OF LESS THEN 10PPM AT 18 USEC USE 2138960 FOR STANDARD PART | 18981-DG409DY-E3 | VISHAY | STE
587 | 5 |  | U4-U7,U9-U12 | CTAOOC | 2154023 | 2 | Standard | Each | 8.0 | INT DRIVER LIGN 26C31 SO16 .15 SMD | 00036-DS26C31TM NOPB 00495-AM26C31IDE4 00495-DS26C31TM NOPB | NATIONAL SEMICONDUCTOR TEXAS INSTRUMENTS TEXAS INSTRUMENTS | STE
588 | 5 |  | U15 | CTAOOC | 2105421 | 1 | Restricted | Each | 1.0 | AMPLIFIER 2 EACH 2 PPM-DEG C 5.2 VOL SINGLE SUPPLY, RAIL TO RAIL LOW POWERFET-INPUT OP AMP | 01649-AD822BRZ | ANALOG DEVICES, INC. | STE
589 | 5 |  | U2,U13 | CTAOOC | 2103629 | 2 | Standard | Each | 2.0 | ANALOG SWITCH AND MUX ANALOG MUX | 18981-DG408DY-E3 | VISHAY | STE
590 | 5 |  | DS1,DS2 | CTAOOC | 2279219-2 | 1 | Standard | Each | 2.0 | LED GREEN LTST-C190G 0603 SMD | 18802 AP1608SGC 00941 HSMG-C190 11520 LTST-C190GKT 09050 PG1111C | KINGBRIGHT AVAGO TECHNOLOGIES LITE-ON STANLEY ELECTRIC CO LTD | STE
591 | 5 |  | C1,C26,C27 | CTAOOC | 2378169 | 3 | Standard | Each | 3.0 | U6214CS CAPACITOR FIXED 100U FARADS | 07092-EEEHA1V101XP 06533-UWZ1V101MCL1GS 10220-EMVE350ADA101MF80G | PANASONIC NICHICON CORPORATION CHEMI-CON | STE
592 | 5 |  | C2-C13,C18-C25 | CTAOOC | 2187107-6 | 3 | Not Recommended | Each | 20.0 | CAPACITOR FIXED .1u FARADS 50 VOLTS | 08390 C0805C104K5RAC 07945-CL21B104KBCNNNC | KEMET SAMSUNG | STE
593 | 5 |  | C30,C32-C37,C40-C47 | CTAOOC | 2235239-6 | 2 | Standard | Each | 15.0 | CAPACITOR X7R 100NF 10% 16V 0603 | 08390 C0603C104K4RAC 18981-VJ0603Y104KXJ 11962-CC0603KRX7R7BB104 19214-0603YC104KAT | KEMET VISHAY YAGEO AVX/KYOCERA | STE
594 | 5 |  | C28,C29,C38,C39 | CTAOOC | 2235239-22 | 2 | Standard | Each | 4.0 | CAPACITOR 1U, 10 PERCENT, 16V, CERAMIC, X7R, 0603 | 03041-C1608X7R1C105K 19214-0603YC105KAT2A 08390-C0603C105K4RAC 02862-GRM188R71C105KA12 03041-C1608X7R1C105K080AC | TDK AVX/KYOCERA KEMET MURATA TDK | STE
595 | 5 |  | J82 | CTAOOC | 2256875-9 | 1 | Not Recommended | Each | 1.0 | CONNEC 4.2-5566 2X6C STR PLU-TIN+PEG. WARNING: Unknown Whisker Risk | 01525 39-29-9122 18996-1-794307-1 | MOLEX TE CONNECTIVITY | STE
596 | 5 |  | C31 | CTAOOC | 2183937-10 | 3 | Standard | Each | 1.0 | CAPA TANT 10UF 10% 25V 6032 | 08390-T491C106K025AT 08390-B45196H5106K30 18981-293D106X9025C2TE3 19214-TAJC106K025RNJ | KEMET KEMET VISHAY AVX/KYOCERA | STE
597 | 5 |  | C14-C17 | CTAOOC | 2187107-3 | 1 | Standard | Each | 4.0 | CAPACITOR FIXED .01u FARADS 50 VOLTS | 08390 C0805C103K5RAC 19214-08055C103KAT | KEMET AVX/KYOCERA | STE
598 | 5 |  | R56-R58,VR9-VR11 | CTAOOC | 2182276-6 | 1 | Not Recommended | Each | 6.0 | RESISTOR 5k OHMS 10 PERCENT 400m WATTS. WARNING: Unknown Whisker Risk | 00078-3362P-1-502LF 01667-25PR5KLF 18981-T73YE502K | BOURNS BI TECHNOLOGIES VISHAY | STE
599 | 5 |  | PWB | CTACircuitBoard | 5453164 | 1 | Release | Each | 1.0 | PT800+ XRAY board PWB |  |  | HLE
600 | 6 |  | J1 | CTAOOC | 46-296085P3 | 1 | Restricted | Each | 1.0 | CONNECTOR 4 CONTACTS FOR GOLD PLATED CONTACTS SEE 46-2218 60P3. | 18996-641968-1 | TE CONNECTIVITY | STE
601 | 6 |  | VR4 | CTAOOC | 46-312356P2 | 2 | Restricted | Each | 1.0 | VOLTAGE REFERENCE 5 VOLTS .05 PERCENT 5 PP SO8 | 01649-AD586LRZ | ANALOG DEVICES, INC. | STE
602 | 6 |  | TP0-TP3 | CTAOOC | 46-301752P5 | 3 | Standard | Each | 4.0 | CONNECTOR 1 CONTACTS SURFACE MOUNT PRINTED CIRCUIT TEST POINTS | 04947 5016 ZZC70-TP-107-02-1-T | KEYSTONE ELECTRONICS CORP COMPONENTS CORPORATION | STE
603 | 6 |  | J11,J332,J342 | CTAOOC | 46-221703P17 | 2 | Not Recommended | Each | 3.0 | 025 POS 50 CONT .100 SPACING STRAIGHT W/LONG LATCHES 4-WALL AMP PART IS RESTRICTED DUE TO THE FA CT THAT IT REQUIRES A .250 LONG SCRE W TO RETAIN IT. | 00266 3433-6303 00266 3433-6603 02973 IDH-50PK1-S4-TG30 | 3M (MINNESOTA MINING MFG) 3M (MINNESOTA MINING MFG) ROBINSON NUGENT INC | STA
604 | 6 |  | R47,R52,R59 | CTAOOC | 46-312792P1 | 6 | Standard | Each | 3.0 | RESISTOR 0 OHM 1PERCENT 125MW 0805 JUMPER SURFACE MOUNTING 0 OHM L .079 W .050 T .018 | 18981-CRCW08050000Z0E 06725-RK73Z2AT 05498-ZC0805TW | VISHAY KOA RCD COMPONENTS INC. | STE
605 | 6 |  | R1,R2,R35,R36,R41,R42,R45,R46,R49,R50,R60-R64 | CTAOOC | 46-312792P13 | 4 | Standard | Each | 15.0 | RESISTOR 1k OHMS 1 PERCENT .125 WATTS 0805 CASE SIZE | 11623-NRC10F1001TRF 05498-MC08051001FTW 18981-CRCW08051K00FKE 06725-RK73H2ATTD1001F 00006-WCR0805LF1001F | NIC COMPONENTS CORPORATION RCD COMPONENTS INC. VISHAY KOA IRC | STE
606 | 6 |  | R13-R16 | CTAOOC | 46-312792P24 | 3 | Standard | Each | 4.0 | RESISTOR 20k OHMS 1 PERCENT .125 WATTS | 06725-RK73H2ATTD2002F 05498-MC08052002FTW 18981-CRCW080520K0FKE 00006-WCR0805LF2002F | KOA RCD COMPONENTS INC. VISHAY IRC | STE
607 | 6 |  | R29-R32 | CTAOOC | 46-312792P7 | 4 | Standard | Each | 4.0 | RESISTOR 10k OHMS 1 PERCENT .125 WATTS SURFACE MOUNTING 0805 PACKAGE 100 PPM/DEGREE C 100V L .079 W .050 T .018 | 11623-NRC10F1002TRF 05498-MC08051002FTW 18981-CRCW080510K0FKE 00006-WCR0805LF1002F 06725-RK73H2ATTD1002F | NIC COMPONENTS CORPORATION RCD COMPONENTS INC. VISHAY IRC KOA | STE
608 | 6 |  | R19,R27,R28,R33 | CTAOOC | 46-312792P5 | 5 | Standard | Each | 4.0 | RESISTOR 49.9 OHMS 1 % .125 WATTS 100 PPM/DEGREE C 100V 0805 PACKAGE L .079 W .050 T .018 | 00006-WCR0805LF49R9F 11623-NRC10F49R9TRF 05498-MC080549R9FTW 18981-CRCW080549R9FKE 06725-RK73H2ATTD49R9F | IRC NIC COMPONENTS CORPORATION RCD COMPONENTS INC. VISHAY KOA | STE
609 | 6 |  | R17,R18,R20,R21 | CTAOOC | 46-312792P62 | 4 | Standard | Each | 4.0 | RESISTOR 2M OHMS 1 % .125 WATTS 100 VOLT 100 PPM TC 0805 PACKAGE | 00006-WCR0805LF2004F 18981-CRCW08052M00FKE 11623-NRC10F2004TRF 05498-MC08052004FT101W 02254-MCR10EZPF2004 | IRC VISHAY NIC COMPONENTS CORPORATION RCD COMPONENTS INC. ROHM | STE
610 | 6 |  | R3-R10 | CTAOOC | 46-312792P81 | 6 | Standard | Each | 8.0 | RESISTOR 100 OHMS 1 PERCENT .125 WATTS 100 VOLT 100 PPM TC 0805 PACKAGE | 18981-CRCW0805100RFKE 11962-RC0805FR-07100RL 00006-WCR0805LF1000F 05498-MC08051000FTW 06725-RK73H2ATTD1000F 02254-MCR10EZPF1000 | VISHAY YAGEO IRC RCD COMPONENTS INC. KOA ROHM | STE
611 | 6 |  | R22-R25 | CTAOOC | 46-312792P41 | 3 | Standard | Each | 4.0 | RESISTOR 1M OHMS 1 % .125 WATTS | 18981-CRCW08051M00FKE 06725-RK73H2ATTD1004F 00006-WCR0805LF1004F 05498-MC08051004FTW | VISHAY KOA IRC RCD COMPONENTS INC. | STE
612 | 6 |  | R11,R12,R37-R40,R43,R44,R53,R54,R65,R66 | CTAOOC | 46-312792P117 | 5 | Standard | Each | 12.0 | RESISTOR 3.16k OHMS 1 % .125 WATTS | 11962-RC0805FR-073K16L 00006-WCR0805LF3161F 05498-MC08053161FTW 18981-CRCW08053K16FKE 06725-RK73H2ATTD3161F 02254-MCR10EZPF3161 | YAGEO IRC RCD COMPONENTS INC. VISHAY KOA ROHM | STE
613 | 6 |  | U2,U13 | CTAOOC | 2103629 | 2 | Standard | Each | 2.0 | ANALOG SWITCH AND MUX ANALOG MUX | 18981-DG408DY-E3 | VISHAY | STE
614 | 6 |  | D1-D12 | CTAOOC | 46-315841P2 | 1 | Standard | Each | 12.0 | SEMICONDUCTOR:DIODE 75 VOLTS 200m AM HIGH CONDUCTANCE LOW LEAKAGE SOT-23 | 18846-BAS116LT1G | ON SEMICONDUCTOR | STE
615 | 6 |  | R51 | CTAOOC | 46-312792P113 | 4 | Standard | Each | 1.0 | RESISTOR 2.37k OHMS 1 PERCENT .1 WATTS 100 VOLT 100 PPM TC 0805 PACKAGE | 02254-MCR10EZPF2371 07092-ERJ-6ENF2371V 00006-WCR0805LF2371F 11962-RC0805FR-072K37L 05498-MC0805-2371-FTW 18981-CRCW08052K37FKE 06725-RK73H2ATTP2371F 10302-RMCF 1/10 2.37K 1% 10302-RMCF0805FT2K37 | ROHM PANASONIC IRC YAGEO RCD COMPONENTS INC. VISHAY KOA SEI SEI | STE
616 | 6 |  | U3 | CTAOOC | 2138960-2 | 1 | Restricted | Each | 1.0 | ANALOG SWITCH AND MUX ANALOG MUX 4-CHANNEL DIFFERENTIAL BREAK-BEFORE- MAKE ANALOG MUX SOP16 THIS PART HAS A SETTLING ACCURACY OF LESS THEN 10PPM AT 18 USEC USE 2138960 FOR STANDARD PART | 18981-DG409DY-E3 | VISHAY | STE
617 | 6 |  | U4-U7,U9-U12 | CTAOOC | 2154023 | 2 | Standard | Each | 8.0 | INT DRIVER LIGN 26C31 SO16 .15 SMD | 00036-DS26C31TM NOPB 00495-AM26C31IDE4 00495-DS26C31TM NOPB | NATIONAL SEMICONDUCTOR TEXAS INSTRUMENTS TEXAS INSTRUMENTS | STE
618 | 6 |  | AR1 | CTAOOC | 2110206-2 | 1 | Standard | Each | 1.0 | AMPLIFIER OP AMP LM324 QUAD AMPLIFIER_NEW QUAD LOW POWER DIFFERENTIAL INPUT OPERATIONAL AMPLIFIER LM324A 14-PIN DIP | 18846-LM324ADG | ON SEMICONDUCTOR | STE
619 | 6 |  | U15 | CTAOOC | 2105421 | 1 | Restricted | Each | 1.0 | AMPLIFIER 2 EACH 2 PPM-DEG C 5.2 VOL SINGLE SUPPLY, RAIL TO RAIL LOW POWERFET-INPUT OP AMP | 01649-AD822BRZ | ANALOG DEVICES, INC. | STE
620 | 6 |  | R56-R58,VR9-VR11 | CTAOOC | 2182276-6 | 1 | Not Recommended | Each | 6.0 | RESISTOR 5k OHMS 10 PERCENT 400m WATTS. WARNING: Unknown Whisker Risk | 00078-3362P-1-502LF 01667-25PR5KLF 18981-T73YE502K | BOURNS BI TECHNOLOGIES VISHAY | STE
621 | 6 |  | VR1-VR3,VR5-VR7 | CTAOOC | 2182276-4 | 1 | Not Recommended | Each | 6.0 | RESISTOR 1k OHMS 10 PERCENT 400m WATTS. WARNING: Unknown Whisker Risk | 01667-25PR1KLF 18981-T73YE102K 00078-3362P-1-102LF | BI TECHNOLOGIES VISHAY BOURNS | STE
622 | 6 |  | U1,U8 | CTAOOC | 2154024 | 2 | Standard | Each | 2.0 | INT RECEIV 26C32 SO16 .15 SMD | 00495-AM26C32IDE4 00036-DS26C32ATM NOPB 00495-DS26C32ATM NOPB | TEXAS INSTRUMENTS NATIONAL SEMICONDUCTOR TEXAS INSTRUMENTS | STE
623 | 6 |  | C14-C17 | CTAOOC | 2187107-3 | 1 | Standard | Each | 4.0 | CAPACITOR FIXED .01u FARADS 50 VOLTS | 08390 C0805C103K5RAC 19214-08055C103KAT | KEMET AVX/KYOCERA | STE
624 | 6 |  | C2-C13,C18-C25 | CTAOOC | 2187107-6 | 3 | Not Recommended | Each | 20.0 | CAPACITOR FIXED .1u FARADS 50 VOLTS | 08390 C0805C104K5RAC 07945-CL21B104KBCNNNC | KEMET SAMSUNG | STE
625 | 6 |  | C31 | CTAOOC | 2183937-10 | 3 | Standard | Each | 1.0 | CAPA TANT 10UF 10% 25V 6032 | 08390-T491C106K025AT 08390-B45196H5106K30 18981-293D106X9025C2TE3 19214-TAJC106K025RNJ | KEMET KEMET VISHAY AVX/KYOCERA | STE
626 | 6 |  | C28,C29 | CTAOOC | 2235239-22 | 2 | Standard | Each | 2.0 | CAPACITOR 1U, 10 PERCENT, 16V, CERAMIC, X7R, 0603 | 03041-C1608X7R1C105K 19214-0603YC105KAT2A 08390-C0603C105K4RAC 02862-GRM188R71C105KA12 03041-C1608X7R1C105K080AC | TDK AVX/KYOCERA KEMET MURATA TDK | STE
627 | 6 |  | J82 | CTAOOC | 2256875-9 | 1 | Not Recommended | Each | 1.0 | CONNEC 4.2-5566 2X6C STR PLU-TIN+PEG. WARNING: Unknown Whisker Risk | 01525 39-29-9122 18996-1-794307-1 | MOLEX TE CONNECTIVITY | STE
628 | 6 |  | C30 | CTAOOC | 2235239-6 | 2 | Standard | Each | 1.0 | CAPACITOR X7R 100NF 10% 16V 0603 | 08390 C0603C104K4RAC 18981-VJ0603Y104KXJ 11962-CC0603KRX7R7BB104 19214-0603YC104KAT | KEMET VISHAY YAGEO AVX/KYOCERA | STE
629 | 6 |  | C1,C26,C27 | CTAOOC | 2378169 | 3 | Standard | Each | 3.0 | U6214CS CAPACITOR FIXED 100U FARADS | 07092-EEEHA1V101XP 06533-UWZ1V101MCL1GS 10220-EMVE350ADA101MF80G | PANASONIC NICHICON CORPORATION CHEMI-CON | STE
630 | 6 |  | R26,R34 | CTAOOC | 2338941-17 | 3 | Restricted | Each | 2.0 | RESISTOR 15.8k OHMS .1 Percent 100m WATTS 0805 SMT CHIP 15 PPM DEG C | 05498-BLU0805-1582-BT10W 00006-PCF-W0805LF-12-1582-B 18981-TNPW080515K8BXE 06725-RN732ATTD1582B10 | RCD COMPONENTS INC. IRC VISHAY KOA | STE
631 | 6 |  | DS1,DS2 | CTAOOC | 2279219-2 | 1 | Standard | Each | 2.0 | LED GREEN LTST-C190G 0603 SMD | 18802 AP1608SGC 00941 HSMG-C190 11520 LTST-C190GKT 09050 PG1111C | KINGBRIGHT AVAGO TECHNOLOGIES LITE-ON STANLEY ELECTRIC CO LTD | STE
632 | 6 |  | Q2,Q4 | CTAOOC | 5118750 | 3 | Standard | Each | 2.0 | TRANSISTOR PNP MJD32C DPAK 100V 3A 15W | 00124-MJD32CT4 07643-MJD32CTF | ST MICROELECTRONICS FAIRCHILD | STE
633 | 6 |  | Q1,Q3 | CTAOOC | 5118749 | 3 | Standard | Each | 2.0 | TRANSISTOR NPN MJD31C DPAK 100V 3A 15W | 00124-MJD31C 07643-MJD31CTF | ST MICROELECTRONICS FAIRCHILD | STE
634 | 6 |  | CR1-CR10 | CTAOOC | 2408243-2 | 1 | Restricted | Each | 10.0 | DIODE, TVS, BIDIRECTIONAL, 350W PEAK, 13.3V VZ, 11A PEAK, GBLC12C, SOD323 PACKAGE | 10289-GBLC12C-LF | PROTEK DEVICES | STE
635 | 6 |  | U14 | CTAOOC | 5138662 | 2 | Standard | Each | 1.0 | CONVERTER DAC, 12 BIT, 50KHZ, 2 PER PKG, 10-LEAD MINI SMALL OUTLINE MSOP RM-10 PACKAGE | 01649-AD5322BRMZ | ANALOG DEVICES | STE
636 | 5 |  | Q2,Q4 | CTAOOC | 5118750 | 3 | Standard | Each | 2.0 | TRANSISTOR PNP MJD32C DPAK 100V 3A 15W | 00124-MJD32CT4 07643-MJD32CTF | ST MICROELECTRONICS FAIRCHILD | STE
637 | 5 |  | U14 | CTAOOC | 5138662 | 2 | Standard | Each | 1.0 | CONVERTER DAC, 12 BIT, 50KHZ, 2 PER PKG, 10-LEAD MINI SMALL OUTLINE MSOP RM-10 PACKAGE | 01649-AD5322BRMZ | ANALOG DEVICES | STE
638 | 5 |  | Q1,Q3 | CTAOOC | 5118749 | 3 | Standard | Each | 2.0 | TRANSISTOR NPN MJD31C DPAK 100V 3A 15W | 00124-MJD31C 07643-MJD31CTF | ST MICROELECTRONICS FAIRCHILD | STE
639 | 5 |  | CR1-CR10 | CTAOOC | 2408243-2 | 1 | Restricted | Each | 10.0 | DIODE, TVS, BIDIRECTIONAL, 350W PEAK, 13.3V VZ, 11A PEAK, GBLC12C, SOD323 PACKAGE | 10289-GBLC12C-LF | PROTEK DEVICES | STE
640 | 4 | 1 |  | CTAAssembly | 5444849 | 12 | Release | Each | 1.0 | Positioning Table Assembly |  |  | CCX
641 | 5 | 27 |  | CTAComponent | C1213-M4C008-14 | 1 | Release | Each | 13.0 | GB_T 9074.8，M4x8mm，Grade 4.8 Steel，Zinc finish，RoHS Fastener | 25114-M4/8/PPSTPS/TC1/GB9074.8 | TR FORMAC SHANGHAI PTE LTD | HLE
642 | 5 | 21 |  | CTAComponent | 1000-M12C040-04 | 2 | Release | Each | 8.0 | Hexagon Socket Head Cap Screw, M12-1.75, X40mm Long, Grade 8.8 Steel, Zinc Plated, RoHS Fastener | 11060-M12C40KCSC9Z6/912 20589-10948-03249 10487-1000-M12C040-04 | ANIXTER FASTENAL COMPANY OHTA | STM
643 | 5 | 33 |  | CTAComponent | 2203-M8-07 | 3 | Release | Each | 8.0 | Curved Lock Washer, DIN 128A, M8, Spring Steel, Zinc Plated, RoHS Fastener | 20589-10948-04153 11060-M8NLOCSTMZT/128A | FASTENAL COMPANY ANIXTER | STM
644 | 5 | 24 |  | CTAComponent | 1000-M8C030-04 | 3 | Release | Each | 4.0 | Hexagon Socket Head Cap Screw, M8-1.25, X30mm Long, Grade 8.8 Steel, Zinc Plated, RoHS Fastener | 11060-M8C30KCSC9Z6/912 20589-ZS2580030ZP0000 24140-M8/30/SOHTCS/TC1D/DIN912 10487-1000-M8C030-04 | ANIXTER FASTENAL COMPANY TR FORMAC DIV OF TR FASTENINGS OHTA | STM
645 | 5 | 5 |  | CTAComponent | 5449191 | 1 | Release | Each | 1.0 | Belt Polymax |  |  | HLE
646 | 5 | 7 |  | CTAAssembly | 5446768 | 2 | Release | Each | 1.0 | Back Base Cover |  |  | HLE
647 | 6 | 4 |  | CTAComponent | 5440486 | 1 | Release | Each | 1.0 | Cover For Protecting Mouse |  |  | HLE
648 | 6 | 1 |  | CTAComponent | 5456417 | 2 | Release | Each | 1.0 | Back Base Cover I |  |  | HLE
649 | 6 | 3 |  | CTAComponent | 5449842 | 1 | Release | Each | 1.0 | Joint Board |  |  | HLE
650 | 6 | 2 |  | CTAComponent | 5444522 | 1 | Release | Each | 1.0 | Back Base Cover II |  |  | HLE
651 | 6 | 5 |  | CTAComponent | C1213-M3C006-14 | 1 | Release | Each | 2.0 | GB_T 9074.8，M3x6mm，Grade 4.8 Steel，Zinc finish，RoHS Fastener | 25114-M3/6/PPSTPS/TC1/GB9074.8 | TR FORMAC SHANGHAI PTE LTD | HLE
652 | 5 | 9 |  | CTAComponent | 5439529 | 3 | Release | Each | 1.0 | Middle Base Cover |  |  | HLE
653 | 5 | 8 |  | CTAAssembly | 5459260 | 1 | Release | Each | 1.0 | Front Base Cover |  |  | HLE
654 | 6 | 2 |  | CTAComponent | 5441341 | 1 | Release | Each | 1.0 | Front Base Cover II |  |  | HLE
655 | 6 | 1 |  | CTAComponent | 5447803 | 2 | Release | Each | 1.0 | Front Base Cover I |  |  | HLE
656 | 5 | 6 |  | CTAAssembly | 5460821 | 4 | Release | Each | 1.0 | Electric Control Unit |  |  | CCX
657 | 6 | 13 |  | CTAComponent | 5436979 | 1 | Release | Each | 1.0 | PS800R table power relay |  |  | HLE
658 | 6 | 6 |  | CTAComponent | 5440286 | 2 | Release | Each | 1.0 | terminal board |  |  | CCX
659 | 6 | 5 |  | CTAAssembly | 5447579 | 1 | Release | Each | 1.0 | Transducer Cover For 1100W |  |  | CCX
660 | 7 | 1 |  | CTAComponent | 5462461 | 1 | Release | Each | 1.0 | Shield box for 1100W |  |  | CCX
661 | 7 | 3 |  | CTAComponent | C1213-M3C006-14 | 1 | Release | Each | 6.0 | GB_T 9074.8，M3x6mm，Grade 4.8 Steel，Zinc finish，RoHS Fastener | 25114-M3/6/PPSTPS/TC1/GB9074.8 | TR FORMAC SHANGHAI PTE LTD | HLE
662 | 7 | 2 |  | CTAComponent | 5459448 | 1 | Release | Each | 1.0 | Cover piece for 1100W |  |  | CCX
663 | 6 | 7 |  | CTAComponent | 5454576 | 2 | Release | Each | 1.0 | Transformer |  |  | CCX
664 | 6 | 3 |  | CTAAssembly | 5453702 | 1 | Release | Each | 1.0 | Transducer Cover For 750W |  |  | CCX
665 | 7 | 2 |  | CTAComponent | 5460992 | 1 | Release | Each | 1.0 | Cover piece for 750W |  |  | CCX
666 | 7 | 3 |  | CTAComponent | C1213-M3C006-14 | 1 | Release | Each | 4.0 | GB_T 9074.8，M3x6mm，Grade 4.8 Steel，Zinc finish，RoHS Fastener | 25114-M3/6/PPSTPS/TC1/GB9074.8 | TR FORMAC SHANGHAI PTE LTD | HLE
667 | 7 | 1 |  | CTAComponent | 5438148 | 1 | Release | Each | 1.0 | Shield Box For 750W |  |  | CCX
668 | 6 | 9 |  | CTAComponent | 5168929 | 1 | Release | Each | 3.0 | copper socket |  |  | HLE
669 | 6 | 15 |  | CTAComponent | 5462293 | 2 | Release | Each | 1.0 | Switch Power |  |  | CCX
670 | 6 | 12 |  | CTAComponent | 5457946 | 1 | Release | Each | 9.0 | RICHCO FTH-7A1-RT FLAT TIE HOLDER 25.4x25.4x7.1mm, ACCOMODATES 5x2mm |  |  | HLE
671 | 6 | 8 |  | CTAComponent | 5462129 | 2 | Release | Each | 1.0 | Switch power |  |  | CCX
672 | 6 | 11 |  | CTAComponent | 5462290 | 1 | Release | Each | 1.0 | Copper Ground Bar |  |  | CCX
673 | 6 | 10 |  | CTAComponent | 5457748 | 1 | Release | Each | 1.0 | Bracket for Copper Termination |  |  | CCX
674 | 6 | 16 |  | CTAComponent | 1007-M4C012-14 | 1 | Release | Each | 5.0 | Phillips Pan Head Screw, ISO 7045, M4-0.7, X12mm Long, Grade 4.8 Steel, Zinc Plated, RoHS Fastener | 20589-10948-03571 11060-M4C12MXPSTZ6/7985 | FASTENAL COMPANY ANIXTER | STM
675 | 6 | 17 |  | CTAComponent | 1007-M6C012-14 | 1 | Release | Each | 1.0 | Phillips Pan Head Screw, ISO 7045, M6-1, X12mm Long, Grade 4.8 Steel, Zinc Plated, RoHS Fastener | 20589-10948-03583 11060-M6C12MXPSTZ6/7985 | FASTENAL COMPANY ANIXTER | STM
676 | 6 | 18 |  | CTAComponent | 1010-M4C006-14 | 2 | Release | Each | 9.0 | Phillips Flat Head Screw, ISO 7046, M4-0.7, X6mm Long, Grade 4.8 Steel, Zinc Plated, RoHS Fastener | 11060-M4C6MXFSTZ6/965A A0996-BN 388 M4-0.7 x 6mm CR6+FREE 12217-25030-109 | ANIXTER BOSSARD MIDWEST PRODUCTS & ENGINEERING | STM
677 | 6 | 14 |  | CTAComponent | 5492790 | 1 | Release | Each | 1.0 | Transform Cover |  |  | CCX
678 | 6 | 1 |  | CTAAssembly | 5492643 | 1 | Release | Each | 1.0 | Base Board welding For Electric Control Unit |  |  | CCX
679 | 7 | 2 |  | CTAComponent | 5492644 | 1 | Release | Each | 1.0 | Connection board |  |  | CCX
680 | 7 | 1 |  | CTAComponent | 5452884 | 1 | Release | Each | 1.0 | Base Board For Electric Control Unit |  |  | CCX
681 | 6 | 26 |  | CTAComponent | 5445416-3 | 1 | Release | Each | 2.0 | AVID PRODUCTS STEEL P-CLAMP or R-clamp DIA7.9, WIDE9.7,19243 SCP-5-323-203 |  |  | HLE
682 | 6 | 24 |  | CTAComponent | 5438742 | 2 | Release | Each | 5.0 | Fuse Holder |  |  | CCX
683 | 6 | 25 |  | CTAComponent | 5445416-2 | 1 | Release | Each | 2.0 | AVID PRODUCTS STEEL P-CLAMP or R-clamp DIA6.4, WIDE9.7, 19243-SCP-4-323-203 |  |  | HLE
684 | 6 | 23 |  | CTAComponent | 2000-M6-03 | 3 | Release | Each | 1.0 | Flat Washer, ISO7089, M6, Steel 200HV, Zinc Plated, RoHS Fastener | 20589-10948-03457 10487-2000-M6-03 11060-M6NWSFSTZ6/125ATP 24140-M6/-/PWSTWA/TC1/DIN125 | FASTENAL COMPANY OHTA ANIXTER TR FORMAC DIV OF TR FASTENINGS | STM
685 | 6 | 19 |  | CTAComponent | C1213-M4C008-14 | 1 | Release | Each | 43.0 | GB_T 9074.8，M4x8mm，Grade 4.8 Steel，Zinc finish，RoHS Fastener | 25114-M4/8/PPSTPS/TC1/GB9074.8 | TR FORMAC SHANGHAI PTE LTD | HLE
686 | 6 | 20 |  | CTAComponent | C1213-M4C012-14 | 1 | Release | Each | 8.0 | GB_T 9074.8，M4x12mm，Grade 4.8 Steel，Zinc finish，RoHS Fastener | 25114-M4/12/PPSTPS/TC1/GB9074.8 | TR FORMAC SHANGHAI PTE LTD | HLE
687 | 6 | 22 |  | CTAComponent | C1213-M3C010-14 | 1 | Release | Each | 2.0 | GB_T 9074.8，M3x10mm，Grade 4.8 Steel，Zinc finish，RoHS Fastener | 25114-M3/10/PPSTPS/TC1/GB9074.8 | TR FORMAC SHANGHAI PTE LTD | HLE
688 | 6 | 21 |  | CTAComponent | C1213-M4C025-14 | 1 | Release | Each | 2.0 | GB_T 9074.8，M4x25mm，Grade 4.8 Steel，Zinc finish，RoHS Fastener | 25114-M4/25/PPSTPS/TC1/GB9074.8 | TR FORMAC SHANGHAI PTE LTD | HLE
689 | 6 | 2 |  | ECCCollectorPart | 5476828 | 3 | Release | Each | 1.0 | PT800+ tube frequency inverter collector |  |  | HLE
690 | 7 |  | f1 | CTAComponent | 5458335 | 1 | Release | Each | 1.0 | PT800+ tube frequency inverter |  |  | HLE
691 | 6 | 4 |  | ECCCollectorPart | 5476829 | 4 | Release | Each | 1.0 | PT800+ tilt frequency inverter collector |  |  | HLE
692 | 7 |  | f3 | CTAComponent | 5462131 | 1 | Release | Each | 1.0 | PT800+ tilt frequency inverter |  |  | HLE
693 | 5 | 4 |  | CTAAssembly | 5445977 | 4 | Release | Each | 1.0 | Tilting Motor Assembly |  |  | CCX
694 | 6 | 8 |  | CTAComponent | 1006-M8C020-04 | 2 | Release | Each | 4.0 | Hexagon Head Screw, ISO 4017, M8-1.25, X20mm Long, Grade 8.8 Steel, Zinc Plated, RoHS Fastener | 20589-10948-03861 11060-M8C20HCSC9Z6/933 A0996-BN 56 M8 x 20mm CR6+FREE 24140-M8/20/HHHTMC/TC1/GB5783 | FASTENAL COMPANY ANIXTER BOSSARD TR FORMAC DIV OF TR FASTENINGS | STM
695 | 6 | 9 |  | CTAComponent | 1006-M8C030-04 | 2 | Release | Each | 4.0 | Hexagon Head Screw, ISO 4017, M8-1.25, X30mm Long, Grade 8.8 Steel, Zinc Plated, RoHS Fastener | 11060-M8C30HCSC9Z6/933 20589-10948-03863 A0996-BN 56 M8 x 30mm CR6+FREE 24140-M8/30/HHHTMC/TC1/GB5783 | ANIXTER FASTENAL COMPANY BOSSARD TR FORMAC DIV OF TR FASTENINGS | STM
696 | 6 | 12 |  | CTAComponent | 1000-M8C080-04 | 1 | Release | Each | 1.0 | Hexagon Socket Head Cap Screw, M8-1.25, X80mm Long, Grade 8.8 Steel, Zinc Plated, RoHS Fastener | 10487-1000-M8C080-04 | OHTA | STM
697 | 6 | 13 |  | CTAComponent | 2000-M8-03 | 2 | Release | Each | 9.0 | Flat Washer, ISO7089, M8, Steel 200HV, Zinc Plated, RoHS Fastener | 11060-M8NWSFSTZ6/125ATP 20589-10948-03458 25114-2000-M8-03 | ANIXTER FASTENAL COMPANY TR FORMAC SHANGHAI PTE LTD | STM
698 | 6 | 14 |  | CTAComponent | 2203-M8-07 | 3 | Release | Each | 4.0 | Curved Lock Washer, DIN 128A, M8, Spring Steel, Zinc Plated, RoHS Fastener | 20589-10948-04153 11060-M8NLOCSTMZT/128A | FASTENAL COMPANY ANIXTER | STM
699 | 6 | 11 |  | CTAComponent | 1040-M5C008-27 | 2 | Release | Each | 2.0 | Hexagon Set Screw with Cup Point, M5-0.8, X8mm Long, Grade 45H Steel, Black Oxide RoHS Fastener | A0996-1032496 11060-M5C8KKCA1/916 20589-10948-04197 24140-M5/8/HSHTPC/BO1 | BOSSARD ANIXTER FASTENAL COMPANY TR FORMAC DIV OF TR FASTENINGS | STM
700 | 6 | 7 |  | CTAComponent | 5439532 | 1 | Release | Each | 1.0 | U Pressing Board |  |  | CCX
701 | 6 | 3 |  | CTAComponent | 5441943 | 1 | Release | Each | 4.0 | rubber washer |  |  | CCX
702 | 6 | 5 |  | CTAComponent | 5438730 | 1 | Release | Each | 1.0 | 1100W Motor Belt Wheel |  |  | CCX
703 | 6 | 17 |  | CTAComponent | 5436665 | 1 | Release | Each | 1.0 | Press Spring |  |  | CCX
704 | 6 | 15 |  | CTAComponent | 5445416-2 | 1 | Release | Each | 1.0 | AVID PRODUCTS STEEL P-CLAMP or R-clamp DIA6.4, WIDE9.7, 19243-SCP-4-323-203 |  |  | HLE
705 | 6 | 1 |  | CTAAssembly | 5455380 | 1 | Release | Each | 1.0 | Tilting Motor Base Board Welding Assembly |  |  | CCX
706 | 7 | 2 |  | CTAComponent | 5461015 | 1 | Release | Each | 1.0 | Tilting Motor Base Board |  |  | CCX
707 | 7 | 1 |  | CTAComponent | 5436892 | 1 | Release | Each | 1.0 | Spring Stopper |  |  | CCX
708 | 6 | 2 |  | CTAAssembly | 5445173 | 1 | Release | Each | 1.0 | Titling Motor Slide Board Welding |  |  | CCX
709 | 7 | 2 |  | CTAComponent | 5461014 | 1 | Release | Each | 1.0 | U block |  |  | CCX
710 | 7 | 3 |  | CTAComponent | 3000-M8C-04 | 1 | Release | Each | 5.0 | Hexagon Nut, ISO4032, M8-1.25, Grade 8 Steel, Zinc Plated, RoHS Fastener | 20589-10948-03689 11060-M8CNFHSTZ6/934 | FASTENAL COMPANY ANIXTER | STM
711 | 7 | 1 |  | CTAComponent | 5443767 | 1 | Release | Each | 1.0 | Titling Motor Slide Board |  |  | CCX
712 | 6 | 10 |  | CTAComponent | C1213-M4C012-14 | 1 | Release | Each | 4.0 | GB_T 9074.8，M4x12mm，Grade 4.8 Steel，Zinc finish，RoHS Fastener | 25114-M4/12/PPSTPS/TC1/GB9074.8 | TR FORMAC SHANGHAI PTE LTD | HLE
713 | 6 | 16 |  | CTAComponent | 5492575 | 1 | Release | Each | 2.0 | OD24 x H15MM |  |  | CCX
714 | 6 | 4 |  | CTAComponent | 5460237 | 2 | Release | Each | 1.0 | PT800+ 1100W Motor |  |  | HLE
715 | 5 | 32 |  | CTAComponent | 2203-M12-07 | 3 | Release | Each | 8.0 | Curved Lock Washer, DIN 128A, M12, Spring Steel, Zinc Plated, RoHS Fastener | 20589-10948-04155 11060-M12NLOCSTMZT/128A | FASTENAL COMPANY ANIXTER | STM
716 | 5 | 2 |  | CTAAssembly | 5444314 | 4 | Release | Each | 1.0 | Cassette |  |  | CCX
717 | 6 | 7 |  | CTAComponent | 1010-M4C006-14 | 2 | Release | Each | 11.0 | Phillips Flat Head Screw, ISO 7046, M4-0.7, X6mm Long, Grade 4.8 Steel, Zinc Plated, RoHS Fastener | 11060-M4C6MXFSTZ6/965A A0996-BN 388 M4-0.7 x 6mm CR6+FREE 12217-25030-109 | ANIXTER BOSSARD MIDWEST PRODUCTS & ENGINEERING | STM
718 | 6 | 6 |  | CTAComponent | 1007-M4C010-14 | 2 | Release | Each | 7.0 | Phillips Pan Head Screw, ISO 7045, M4-0.7, X10mm Long, Grade 4.8 Steel, Zinc Plated, RoHS Fastener | 11060-M4C10MXPSTZ6/7985 20589-10948-03570 24140-M4/10/PPSTMC/TC1/ISO7045 | ANIXTER FASTENAL COMPANY TR FORMAC DIV OF TR FASTENINGS | STM
719 | 6 | 5 |  | CTAComponent | 5457946 | 1 | Release | Each | 3.0 | RICHCO FTH-7A1-RT FLAT TIE HOLDER 25.4x25.4x7.1mm, ACCOMODATES 5x2mm |  |  | HLE
720 | 6 | 1 |  | CTAAssembly | 5454751 | 1 | Release | Each | 1.0 | Cassette frame |  |  | CCX
721 | 7 | 1 |  | CTAAssembly | 5448638 | 1 | Release | Each | 1.0 | Cassette base |  |  | CCX
722 | 8 | 1 |  | CTAAssembly | 5460243 | 1 | Release | Each | 1.0 | Cassette bottom |  |  | CCX
723 | 9 | 2 |  | CTAComponent | 5436100 | 1 | Release | Each | 1.0 | II bracket |  |  | CCX
724 | 9 | 3 |  | CTAComponent | 5442983 | 1 | Release | Each | 2.0 | II bracket rib |  |  | CCX
725 | 9 | 1 |  | CTAComponent | 5491734 | 1 | Release | Each | 1.0 | Cassette housing bottom cover |  |  | CCX
726 | 9 | 5 |  | CTAAssembly | 5438950 | 1 | Release | Each | 1.0 | Cassette bottom frame |  |  | CCX
727 | 10 | 2 |  | CTAComponent | 5457203 | 1 | Release | Each | 1.0 | Cassette frame top beam |  |  | CCX
728 | 10 | 3 |  | CTAComponent | 5442174 | 1 | Release | Each | 1.0 | Cassette frame foot beam |  |  | CCX
729 | 10 | 1 |  | CTAComponent | 5446206 | 1 | Release | Each | 3.0 | Cassette frame left beam |  |  | CCX
730 | 10 | 5 |  | CTAComponent | 5453940 | 1 | Release | Each | 2.0 | Cassette frame rib |  |  | CCX
731 | 10 | 6 |  | CTAComponent | 5454752 | 1 | Release | Each | 4.0 | Cassette install nut |  |  | CCX
732 | 10 | 4 |  | CTAComponent | 5453097 | 1 | Release | Each | 2.0 | Colum install base |  |  | CCX
733 | 9 | 4 |  | CTAComponent | 5449390 | 1 | Release | Each | 4.0 | Bolt |  |  | CCX
734 | 8 | 3 |  | CTAComponent | 5447808 | 1 | Release | Each | 2.0 | Cassette beam cover |  |  | CCX
735 | 8 | 2 |  | CTAAssembly | 5495565 | 1 | Release | Each | 1.0 | Cassette top cover assembly |  |  | CCX
736 | 9 | 2 |  | CTAComponent | 5457202 | 1 | Release | Each | 4.0 | Grid bracket |  |  | CCX
737 | 9 | 1 |  | CTAComponent | 5491733 | 1 | Release | Each | 1.0 | Cassette housing top cover |  |  | CCX
738 | 7 | 4 |  | CTAComponent | 2000-M4-03 | 3 | Release | Each | 10.0 | FLAT WASHER - NORMAL SERIES, ISO 7089, M4 CLASS 200H STEEL, ZINC PLATED RoHS FASTENER | 24140-M4/-/PWSTWA/TC1/DIN125 10487-2000-M4-03 A0996-BN 343 M4 CR6+FREE 24432-11103691 11060-M4NWSFSTZ6/125ATP | TR FORMAC DIV OF TR FASTENINGS OHTA BOSSARD FASTENAL ANIXTER | STM
739 | 7 | 3 |  | CTAComponent | 1007-M4C016-14 | 1 | Release | Each | 10.0 | Phillips Pan Head Screw, ISO 7045, M4-0.7, X16mm Long, Grade 4.8 Steel, Zinc Plated, RoHS Fastener | 20589-10948-03572 11060-M4C16MXPSTZ6/7985 | FASTENAL COMPANY ANIXTER | STM
740 | 7 | 2 |  | CTAComponent | 5442982 | 1 | Release | Each | 2.0 | Tray rail |  |  | CCX
741 | 7 | 5 |  | CTAComponent | C2106-M4-02 | 3 | Release | Each | 10.0 | Spring Lock Washer, M4, Zinc plated, Rohs Fastener | 24140-C2106-M4-02 | TR FORMAC DIV OF TR FASTENINGS | HLE
742 | 6 | 3 |  | CTAComponent | 5442173 | 1 | Release | Each | 1.0 | Cassette bottom cover |  |  | CCX
743 | 6 | 8 |  | CTAComponent | 2000-M4-03 | 3 | Release | Each | 7.0 | FLAT WASHER - NORMAL SERIES, ISO 7089, M4 CLASS 200H STEEL, ZINC PLATED RoHS FASTENER | 24140-M4/-/PWSTWA/TC1/DIN125 10487-2000-M4-03 A0996-BN 343 M4 CR6+FREE 24432-11103691 11060-M4NWSFSTZ6/125ATP | TR FORMAC DIV OF TR FASTENINGS OHTA BOSSARD FASTENAL ANIXTER | STM
744 | 6 | 9 |  | CTAComponent | C2106-M4-02 | 3 | Release | Each | 7.0 | Spring Lock Washer, M4, Zinc plated, Rohs Fastener | 24140-C2106-M4-02 | TR FORMAC DIV OF TR FASTENINGS | HLE
745 | 6 | 4 |  | CTAAssembly | 5495566 | 1 | Release | Each | 4.0 | Grid limiter |  |  | CCX
746 | 7 | 2 |  | CTAComponent | 5491737 | 1 | Release | Each | 1.0 | Grid limiter buffer |  |  | CCX
747 | 7 | 1 |  | CTAComponent | 5491736 | 1 | Release | Each | 1.0 | Grid limiter plate |  |  | CCX
748 | 6 | 2 |  | CTAAssembly | 5491735 | 1 | Release | Each | 1.0 | Tray switch assembly |  |  | CCX
749 | 7 | 3 |  | CTAComponent | 5436678 | 1 | Release | Each | 1.0 | MICRO SWITCH |  |  | HLE
750 | 7 | 4 |  | CTAComponent | 5453710 | 2 | Release | Each | 1.0 | MICRO SWITCH |  |  | HLE
751 | 7 | 5 |  | CTAComponent | 1007-M3C016-14 | 1 | Release | Each | 2.0 | Phillips Pan Head Screw, ISO 7045, M3-0.5, X16mm Long, Grade 4.8 Steel, Zinc Plated, RoHS Fastener | 20589-10948-03567 11060-M3C16MXPSTZ6/7985 | FASTENAL COMPANY ANIXTER | STM
752 | 7 | 2 |  | CTAComponent | 5453099 | 1 | Release | Each | 1.0 | Buffer pad |  |  | CCX
753 | 7 | 7 |  | CTAComponent | 2106-M3-05 | 2 | Release | Each | 2.0 | Spring Lock Washer with Flat Ends JIS B1251, M3, Spring Steel, Zinc Plated, Rohs Fastener | 24140-MEP M3/SPSTWA/TC1D/JIS B1251 | TR FORMAC DIV OF TR FASTENINGS | STM
754 | 7 | 6 |  | CTAComponent | 2000-M3-03 | 2 | Release | Each | 2.0 | WASHER PLAIN - LARGE 3.2 MM 7 MM , HV200, Steel, Zinc plate RoHS Washer | 10487-2000-M3-03 23983-6083737 24140-200-M3-03 | OHTA BOSSARD CHINA TR FORMAC DIV OF TR FASTENINGS | STM
755 | 7 | 8 |  | CTAComponent | 5442753 | 1 | Release | Each | 1.0 | insulation sheet |  |  | CCX
756 | 7 | 1 |  | CTAComponent | 5498229 | 1 | Release | Each | 1.0 | Tray switch holder |  |  | CCX
757 | 5 | 1 |  | CTAAssembly | 5450426 | 4 | Release | Each | 1.0 | Table Base Assembly |  |  | CCX
758 | 6 | 5 |  | CTAAssembly | 5445966 | 1 | Release | Each | 1.0 | Slide frame |  |  | CCX
759 | 7 | 2 |  | CTAComponent | 5455609 | 1 | Release | Each | 1.0 | Slide frame foot beam |  |  | CCX
760 | 7 | 3 |  | CTAComponent | 5449849 | 1 | Release | Each | 2.0 | Slide frame top beam |  |  | CCX
761 | 7 | 1 |  | CTAComponent | 5440506 | 1 | Release | Each | 1.0 | Slide frame right beam |  |  | CCX
762 | 7 | 7 |  | CTAComponent | 5438178 | 1 | Release | Each | 3.0 | Rib |  |  | CCX
763 | 7 | 4 |  | CTAComponent | 5457201 | 1 | Release | Each | 2.0 | Slide frame left beam |  |  | CCX
764 | 7 | 5 |  | CTAComponent | 5454750 | 1 | Release | Each | 4.0 | Cassette holder |  |  | CCX
765 | 7 | 6 |  | CTAComponent | 5450650 | 1 | Release | Each | 1.0 | Roller bracket |  |  | CCX
766 | 7 | 9 |  | CTAComponent | 5462486 | 1 | Release | Each | 2.0 | Horizontal bearing bracket holder |  |  | CCX
767 | 7 | 11 |  | CTAComponent | 5491738 | 1 | Release | Each | 4.0 | Cassette housing mounting rib |  |  | CCX
768 | 7 | 10 |  | CTAComponent | 5437398 | 1 | Release | Each | 1.0 | Chain bracket |  |  | CCX
769 | 7 | 8 |  | CTAComponent | 5448637 | 1 | Release | Each | 2.0 | Vertical bearing bracket holder |  |  | CCX
770 | 6 | 1 |  | CTAAssembly | 5451214 | 1 | Release | Each | 1.0 | Base Assembly |  |  | CCX
771 | 7 | 1 |  | CTAAssembly | 5456956 | 1 | Release | Each | 1.0 | Base Welding Assembly |  |  | CCX
772 | 8 | 2 |  | CTAComponent | 5440482 | 1 | Release | Each | 1.0 | Dustpan Cover |  |  | CCX
773 | 8 | 4 |  | CTAComponent | 5444519 | 1 | Release | Each | 1.0 | Middle Reinforce Board |  |  | CCX
774 | 8 | 3 |  | CTAComponent | 5443738 | 1 | Release | Each | 1.0 | Front Reinforce Board |  |  | CCX
775 | 8 | 1 |  | CTAComponent | 5436072 | 1 | Release | Each | 2.0 | Bottom Reinforce Board |  |  | CCX
776 | 8 | 6 |  | CTAComponent | 5447787 | 1 | Release | Each | 1.0 | Triangle board |  |  | CCX
777 | 8 | 8 |  | CTAComponent | 5457943 | 1 | Release | Each | 1.0 | Rear wall board |  |  | CCX
778 | 8 | 7 |  | CTAComponent | 5452248 | 1 | Release | Each | 1.0 | Bottom board |  |  | CCX
779 | 8 | 5 |  | CTAComponent | 5446179 | 1 | Release | Each | 1.0 | Front Wall Board |  |  | CCX
780 | 7 | 4 |  | CTAComponent | 5453693 | 1 | Release | Each | 1.0 | bush |  |  | CCX
781 | 7 | 6 |  | CTAComponent | 1000-M8C030-04 | 3 | Release | Each | 2.0 | Hexagon Socket Head Cap Screw, M8-1.25, X30mm Long, Grade 8.8 Steel, Zinc Plated, RoHS Fastener | 11060-M8C30KCSC9Z6/912 20589-ZS2580030ZP0000 24140-M8/30/SOHTCS/TC1D/DIN912 10487-1000-M8C030-04 | ANIXTER FASTENAL COMPANY TR FORMAC DIV OF TR FASTENINGS OHTA | STM
782 | 7 | 5 |  | CTAComponent | 5456189 | 1 | Release | Each | 1.0 | PRESSING PLATE |  |  | CCX
783 | 7 | 3 |  | CTAComponent | 5444316 | 1 | Release | Each | 1.0 | WASHER CIRCLE |  |  | CCX
784 | 7 | 2 |  | CTAAssembly | 5453700 | 1 | Release | Each | 1.0 | Cable Clamp Assembly |  |  | CCX
785 | 8 | 2 |  | CTAComponent | 5443740 | 1 | Release | Each | 1.0 | Base For Cable Clamp |  |  | CCX
786 | 8 | 1 |  | CTAComponent | C1213-M4C012-14 | 1 | Release | Each | 2.0 | GB_T 9074.8，M4x12mm，Grade 4.8 Steel，Zinc finish，RoHS Fastener | 25114-M4/12/PPSTPS/TC1/GB9074.8 | TR FORMAC SHANGHAI PTE LTD | HLE
787 | 8 | 3 |  | CTAComponent | 5446762 | 1 | Release | Each | 1.0 | Cover For Cable Clamp |  |  | CCX
788 | 7 | 9 |  | CTAComponent | 1010-M4C012-14 | 2 | Release | Each | 6.0 | Phillips Flat Head Screw, ISO 7046, M4-0.7, X12mm Long, Grade 4.8 Steel, Zinc Plated, RoHS Fastener | 11060-M4C12MXFSTZ6/965A 20589-10948-03509 24140-M4/12/KPSTMC/TC1/DIN965 | ANIXTER FASTENAL COMPANY TR FORMAC DIV OF TR FASTENINGS | STM
789 | 7 | 10 |  | CTAComponent | 2000-M10-03 | 2 | Release | Each | 2.0 | Flat Washer, ISO7089, M10, Steel 200HV, Zinc Plated, RoHS Fastener | 20589-10948-03459 11060-M10NWSFSTZ6/125ATP 10487-2000-M10-03 | FASTENAL COMPANY ANIXTER OHTA | STM
790 | 7 | 8 |  | CTAComponent | C1213-M4C030-14 | 1 | Release | Each | 4.0 | GB_T 9074.8，M4x30mm，Grade 4.8 Steel，Zinc finish，RoHS Fastener | 25114-M4/30/PPSTPS/TC1/GB9074.8 | TR FORMAC SHANGHAI PTE LTD | HLE
791 | 7 | 7 |  | CTAComponent | 1007-M4C012-14 | 1 | Release | Each | 4.0 | Phillips Pan Head Screw, ISO 7045, M4-0.7, X12mm Long, Grade 4.8 Steel, Zinc Plated, RoHS Fastener | 20589-10948-03571 11060-M4C12MXPSTZ6/7985 | FASTENAL COMPANY ANIXTER | STM
792 | 7 | 14 |  | CTAComponent | 5492688 | 1 | Release | Each | 1.0 | GB_T93-1987, M18, Grade Normal Steel, Black Oxide finish, RoHS Fastener |  |  | CCX
793 | 7 | 15 |  | CTAComponent | 5492689 | 1 | Release | Each | 2.0 | GB_T93-1987, M20, Grade Normal Steel, Black Oxide finish, RoHS Fastener |  |  | CCX
794 | 7 | 12 |  | CTAComponent | 2000-M8-03 | 2 | Release | Each | 2.0 | Flat Washer, ISO7089, M8, Steel 200HV, Zinc Plated, RoHS Fastener | 11060-M8NWSFSTZ6/125ATP 20589-10948-03458 25114-2000-M8-03 | ANIXTER FASTENAL COMPANY TR FORMAC SHANGHAI PTE LTD | STM
795 | 7 | 13 |  | CTAComponent | 2203-M10-07 | 2 | Release | Each | 2.0 | Curved Lock Washer, DIN 128A, M10, Spring Steel, Zinc Plated, RoHS Fastener | 20589-10948-04154 11060-M10NLOCSTZ6/128A | FASTENAL COMPANY ANIXTER | STM
796 | 7 | 11 |  | CTAComponent | 2000-M20-03 | 1 | Release | Each | 2.0 | Flat Washer, ISO7089, M20, Steel 200HV, Zinc Plated, RoHS Fastener | 20589-10948-04411 11060-M20NWSFSTZ6/125ATH | FASTENAL COMPANY ANIXTER | STM
797 | 7 | 18 |  | CTAComponent | 5444317 | 1 | Release | Each | 2.0 | CAM FOLLOWER CF10BUUR IKO |  |  | CCX
798 | 7 | 17 |  | CTAComponent | 5457946 | 1 | Release | Each | 6.0 | RICHCO FTH-7A1-RT FLAT TIE HOLDER 25.4x25.4x7.1mm, ACCOMODATES 5x2mm |  |  | HLE
799 | 7 | 16 |  | CTAComponent | 2203-M8-07 | 3 | Release | Each | 2.0 | Curved Lock Washer, DIN 128A, M8, Spring Steel, Zinc Plated, RoHS Fastener | 20589-10948-04153 11060-M8NLOCSTMZT/128A | FASTENAL COMPANY ANIXTER | STM
800 | 7 | 20 |  | CTAComponent | 5456958 | 1 | Release | Each | 1.0 | CAM FOLLOWER CFE18VBUUR IKO |  |  | CCX
801 | 7 | 19 |  | CTAComponent | 5462283 | 1 | Release | Each | 2.0 | CAM FOLLOWER CF20BUUR IKO |  |  | CCX
802 | 6 | 4 |  | CTAAssembly | 5445967 | 1 | Release | Each | 1.0 | Vertical bearing top limiter |  |  | CCX
803 | 7 | 1 |  | CTAComponent | 1040-M6C010-27 | 1 | Release | Each | 1.0 | Hexagon Set Screw with Cup Point, M6-1, X10mm Long, Grade 45H Steel, Black Oxide RoHS Fastener | 11060-M6C10KKCST/916 A0996-1032704 20589-10948-04201 | ANIXTER BOSSARD FASTENAL COMPANY | STM
804 | 7 | 3 |  | CTAComponent | 5455605 | 1 | Release | Each | 1.0 | CAM FOLLOWER CF18BUU IKO |  |  | CCX
805 | 7 | 4 |  | CTAComponent | 5456425 | 1 | Release | Each | 1.0 | Vertical bearing top limiter bracket |  |  | CCX
806 | 7 | 2 |  | CTAComponent | 5456958 | 1 | Release | Each | 1.0 | CAM FOLLOWER CFE18VBUUR IKO |  |  | CCX
807 | 6 | 3 |  | CTAAssembly | 5437173 | 1 | Release | Each | 1.0 | Gear Box Of Table Rotation |  |  | CCX
808 | 7 | 2 |  | CTAComponent | 5457743 | 1 | Release | Each | 1.0 | Base Belt Wheel |  |  | CCX
809 | 7 | 4 |  | CTAComponent | 1040-M5C008-27 | 2 | Release | Each | 1.0 | Hexagon Set Screw with Cup Point, M5-0.8, X8mm Long, Grade 45H Steel, Black Oxide RoHS Fastener | A0996-1032496 11060-M5C8KKCA1/916 20589-10948-04197 24140-M5/8/HSHTPC/BO1 | BOSSARD ANIXTER FASTENAL COMPANY TR FORMAC DIV OF TR FASTENINGS | STM
810 | 7 | 3 |  | CTAAssembly | 5454528 | 1 | Release | Each | 1.0 | gear assembly |  |  | CCX
811 | 8 | 2 |  | CTAComponent | 5441934 | 1 | Release | Each | 1.0 | Circlip for hole-GB893.1-86 75 Series Fastener Drawing RoHS Compliant |  |  | CCX
812 | 8 | 4 |  | CTAComponent | 5450420 | 1 | Release | Each | 1.0 | bear flange |  |  | CCX
813 | 8 | 3 |  | CTAComponent | 5492772 | 1 | Release | Each | 1.0 | Circlip for shaft-GB894.1-86 45 Series Fastener Drawing RoHS Compliant |  |  | CCX
814 | 8 | 1 |  | CTAComponent | 5459256 | 1 | Release | Each | 1.0 | bear for base gear box |  |  | HLE
815 | 8 | 5 |  | CTAComponent | 5437944 | 1 | Release | Each | 1.0 | PINION GEAR |  |  | CCX
816 | 7 | 1 |  | CTAComponent | T310-2192 | 6 | Release | Each | 1.0 | REDUCTION UNT |  |  | HLE
817 | 6 | 2 |  | CTAAssembly | 5457751 | 1 | Release | Each | 1.0 | Main Frame Assembly |  |  | CCX
818 | 7 | 1 |  | CTAAssembly | 5437940 | 1 | Release | Each | 1.0 | main frame |  |  | CCX
819 | 8 | 1 |  | CTAAssembly | 5444520 | 1 | Release | Each | 1.0 | Front wall welding assembly |  |  | CCX
820 | 9 | 2 |  | CTAComponent | 5445374 | 1 | Release | Each | 1.0 | front wall part 2 |  |  | CCX
821 | 9 | 3 |  | CTAComponent | 5448612 | 1 | Release | Each | 1.0 | front wall part 3 |  |  | CCX
822 | 9 | 1 |  | CTAComponent | 5436868 | 1 | Release | Each | 1.0 | front wall part 1 |  |  | CCX
823 | 9 | 5 |  | CTAComponent | 5446180 | 1 | Release | Each | 1.0 | front wall part 5 |  |  | CCX
824 | 9 | 4 |  | CTAComponent | 5457171 | 1 | Release | Each | 1.0 | front wall part 4 |  |  | CCX
825 | 8 | 4 |  | CTAComponent | 5445375 | 1 | Release | Each | 1.0 | frame part 2 |  |  | CCX
826 | 8 | 3 |  | CTAAssembly | 5458690 | 1 | Release | Each | 1.0 | Back wall welding assembly |  |  | CCX
827 | 9 | 1 |  | CTAComponent | 5460991 | 1 | Release | Each | 1.0 | back wall part part 1 |  |  | CCX
828 | 9 | 2 |  | CTAComponent | 5451405 | 1 | Release | Each | 1.0 | back wall part part 2 |  |  | CCX
829 | 9 | 3 |  | CTAComponent | 5457944 | 1 | Release | Each | 1.0 | back wall part part 3 |  |  | CCX
830 | 9 | 4 |  | CTAComponent | 5461753 | 1 | Release | Each | 1.0 | back wall part part 4 |  |  | CCX
831 | 9 | 5 |  | CTAComponent | 5443739 | 1 | Release | Each | 1.0 | back wall part part 5 |  |  | CCX
832 | 9 | 6 |  | CTAComponent | 5462460 | 1 | Release | Each | 1.0 | back wall part part 6 |  |  | CCX
833 | 9 | 7 |  | CTAComponent | 5442151 | 1 | Release | Each | 1.0 | back wall part part 7 |  |  | CCX
834 | 9 | 8 |  | CTAComponent | 5444521 | 1 | Release | Each | 2.0 | back wall part part 8 |  |  | CCX
835 | 9 | 9 |  | CTAComponent | 5448613 | 1 | Release | Each | 1.0 | back wall part part 9 |  |  | CCX
836 | 9 | 10 |  | CTAComponent | 5453076 | 1 | Release | Each | 1.0 | back wall part part 10 |  |  | CCX
837 | 9 | 11 |  | CTAComponent | 5436073 | 1 | Release | Each | 1.0 | back wall part part 11 |  |  | CCX
838 | 9 | 12 |  | CTAComponent | 5440483 | 1 | Release | Each | 2.0 | back wall part part 12 |  |  | CCX
839 | 9 | 13 |  | CTAComponent | 5459449 | 1 | Release | Each | 1.0 | back wall part 13 |  |  | CCX
840 | 9 | 14 |  | CTAComponent | 5492693 | 1 | Release | Each | 3.0 | Back wall part 14 |  |  | CCX
841 | 8 | 2 |  | CTAComponent | 5451406 | 1 | Release | Each | 1.0 | frame part 1 |  |  | CCX
842 | 8 | 5 |  | CTAComponent | 5449365 | 1 | Release | Each | 1.0 | frame part 3 |  |  | CCX
843 | 8 | 6 |  | CTAComponent | 5461754 | 1 | Release | Each | 1.0 | frame part 4 |  |  | CCX
844 | 8 | 7 |  | CTAComponent | 5436869 | 1 | Release | Each | 2.0 | frame part 5 |  |  | CCX
845 | 8 | 8 |  | CTAComponent | 5457172 | 1 | Release | Each | 2.0 | frame part 6 |  |  | CCX
846 | 8 | 9 |  | CTAComponent | 5454721 | 1 | Release | Each | 1.0 | frame part 7 |  |  | CCX
847 | 8 | 10 |  | CTAComponent | 5457945 | 1 | Release | Each | 1.0 | frame part 8 |  |  | CCX
848 | 8 | 11 |  | CTAComponent | 5439712 | 1 | Release | Each | 1.0 | frame part 9 |  |  | CCX
849 | 8 | 12 |  | CTAComponent | 5492694 | 1 | Release | Each | 3.0 | Frame part 10 |  |  | CCX
850 | 7 | 4 |  | CTAComponent | 5452879 | 1 | Release | Each | 1.0 | limited block |  |  | CCX
851 | 7 | 3 |  | CTAComponent | 5441936 | 1 | Release | Each | 1.0 | rail |  |  | CCX
852 | 7 | 5 |  | CTAComponent | 5441114 | 1 | Release | Each | 3.0 | L joint |  |  | CCX
853 | 7 | 2 |  | CTAComponent | 5439525 | 1 | Release | Each | 1.0 | SECTOR GEAR |  |  | CCX
854 | 7 | 7 |  | CTAComponent | 5449641 | 1 | Release | Each | 1.0 | BOARD FOR ANGLE SWITCH |  |  | CCX
855 | 7 | 9 |  | CTAComponent | 5439528 | 2 | Release | Each | 1.0 | -30 degree block |  |  | CCX
856 | 7 | 8 |  | CTAComponent | 5441115 | 1 | Release | Each | 1.0 | 90 degree block |  |  | CCX
857 | 7 | 10 |  | CTAComponent | 5441939 | 1 | Release | Each | 1.0 | joint bracket II for rubber protector |  |  | CCX
858 | 7 | 6 |  | CTAComponent | 5439527 | 2 | Release | Each | 2.0 | L joint |  |  | CCX
859 | 7 | 11 |  | CTAComponent | 5436661 | 1 | Release | Each | 1.0 | joint bracket I for rubber protector |  |  | CCX
860 | 7 | 13 |  | CTAComponent | 5453694 | 1 | Release | Each | 1.0 | bracket of energy Chain |  |  | CCX
861 | 7 | 14 |  | CTAComponent | 5446204 | 1 | Release | Each | 1.0 | Bracket II of Energy Chain |  |  | CCX
862 | 7 | 15 |  | CTAAssembly | 5456961 | 1 | Release | Each | 1.0 | base board for column moving motor |  |  | CCX
863 | 8 | 2 |  | CTAComponent | 5442750 | 1 | Release | Each | 1.0 | bracket of gear box |  |  | CCX
864 | 8 | 1 |  | CTAComponent | 5441112 | 1 | Release | Each | 1.0 | base board |  |  | CCX
865 | 8 | 3 |  | CTAComponent | 5492737 | 1 | Release | Each | 2.0 | end cover |  |  | CCX
866 | 7 | 12 |  | CTAAssembly | 5446766 | 1 | Release | Each | 1.0 | cable clamp |  |  | CCX
867 | 8 | 2 |  | CTAAssembly | 5453700 | 1 | Release | Each | 1.0 | Cable Clamp Assembly |  |  | CCX
868 | 9 | 2 |  | CTAComponent | 5443740 | 1 | Release | Each | 1.0 | Base For Cable Clamp |  |  | CCX
869 | 9 | 1 |  | CTAComponent | C1213-M4C012-14 | 1 | Release | Each | 2.0 | GB_T 9074.8，M4x12mm，Grade 4.8 Steel，Zinc finish，RoHS Fastener | 25114-M4/12/PPSTPS/TC1/GB9074.8 | TR FORMAC SHANGHAI PTE LTD | HLE
870 | 9 | 3 |  | CTAComponent | 5446762 | 1 | Release | Each | 1.0 | Cover For Cable Clamp |  |  | CCX
871 | 8 | 3 |  | CTAAssembly | 5457746 | 1 | Release | Each | 1.0 | base for cable clamp |  |  | CCX
872 | 9 | 2 |  | CTAComponent | 5441352 | 1 | Release | Each | 1.0 | Joint Column |  |  | CCX
873 | 9 | 1 |  | CTAComponent | 5449848 | 1 | Release | Each | 1.0 | Base Board |  |  | CCX
874 | 8 | 1 |  | CTAComponent | 5492966 | 1 | Release | Each | 1.0 | Circlip for shaft-GB894.1-86 15 Series Fastener Drawing RoHS Compliant |  |  | CCX
875 | 7 | 19 |  | CTAComponent | 5492717 | 1 | Release | Each | 1.0 | joint bracket |  |  | CCX
876 | 7 | 17 |  | CTAComponent | 5492719 | 1 | Release | Each | 1.0 | Mechanical stopper for 90 degree |  |  | CCX
877 | 7 | 18 |  | CTAComponent | 5492718 | 1 | Release | Each | 1.0 | Mechanical stopper for -30 degree |  |  | CCX
878 | 7 | 16 |  | CTAComponent | 5437945 | 1 | Release | Each | 1.0 | slide board |  |  | CCX
879 | 7 | 21 |  | CTAComponent | 1000-M12C025-07 | 1 | Release | Each | 3.0 | Hexagon Socket Head Cap Screw, M12-1.75, X25mm Long, Grade12.9 Steel, Black Oxide, RoHS Fastener | 20589-10948-03276 11060-M12C25KCSC4/912 A0996-1008900 | FASTENAL COMPANY ANIXTER BOSSARD | STM
880 | 7 | 24 |  | CTAComponent | 1000-M6C016-04 | 4 | Release | Each | 6.0 | Hexagon Socket Head Cap Screw, M6-1, X16mm Long, Grade 8.8 Steel, Zinc Plated, RoHS Fastener | 20589-10948-03239 10487-1000-M6C016-04 24140-M6/16/SOHTCS/TC1D/DIN912 11060-M6C16KCSC9Z6/912 A0996-BN 4 M6 x 16mm CR6+FREE | FASTENAL COMPANY OHTA TR FORMAC DIV OF TR FASTENINGS ANIXTER BOSSARD | STM
881 | 7 | 25 |  | CTAComponent | 1000-M8C016-04 | 3 | Release | Each | 17.0 | Hexagon Socket Head Cap Screw, M8-1.25, X16mm Long, Grade 8.8 Steel, Zinc Plated, RoHS Fastener | 11060-M8C16KCSC9Z6/912 20589-10948-04703 24140-M8/16/SOHTCS/TC1D/DIN912 10487-1000-M8C016-04 | ANIXTER FASTENAL COMPANY TR FORMAC DIV OF TR FASTENINGS OHTA | STM
882 | 7 | 23 |  | CTAComponent | 1000-M5C025-04 | 3 | Release | Each | 2.0 | Hexagon Socket Head Cap Screw, M5-0.8, X25mm Long, Grade 8.8 Steel, Zinc Plated, RoHS Fastener | 11060-M5C25KCSC9Z6/912 25114-1000-M5C025-04 20589-11103214 10487-1000-M5C025-04 | ANIXTER TR FORMAC SHANGHAI PTE LTD FASTENAL COMPANY OHTA | STM
883 | 7 | 22 |  | CTAComponent | 1000-M12C030-04 | 3 | Release | Each | 9.0 | Hexagon Socket Head Cap Screw, M12-1.75, X30mm Long, Grade 8.8 Steel, Zinc Plated, RoHS Fastener | 11060-M12C30KCSC9Z6/912 20589-10948-03247 24140-M12/30/HHSTBL/TC1D 10487-1000-M12C030-04 | ANIXTER FASTENAL COMPANY TR FORMAC DIV OF TR FASTENINGS OHTA | STM
884 | 7 | 29 |  | CTAComponent | 2001-M6-03 | 2 | Release | Each | 4.0 | Large Flat Washer, ISO7093, M6, Steel 200HV, Zinc Plated, RoHS Fastener | 11060-M6NWFESTZ6/9021TH 20589-10948-03486 24140-M6/-/PWSTWA/TC1/ISO7093 | ANIXTER FASTENAL COMPANY TR FORMAC DIV OF TR FASTENINGS | STM
885 | 7 | 27 |  | CTAComponent | C1213-M4C012-14 | 1 | Release | Each | 31.0 | GB_T 9074.8，M4x12mm，Grade 4.8 Steel，Zinc finish，RoHS Fastener | 25114-M4/12/PPSTPS/TC1/GB9074.8 | TR FORMAC SHANGHAI PTE LTD | HLE
886 | 7 | 28 |  | CTAComponent | 2000-M12-03 | 1 | Release | Each | 3.0 | Flat Washer, ISO7089, M12, Steel 200HV, Zinc Plated, RoHS Fastener | 11060-M12NWSFSTZ6/125ATP 20589-10948-03460 | ANIXTER FASTENAL COMPANY | STM
887 | 7 | 26 |  | CTAComponent | 1000-M8C065-04 | 1 | Release | Each | 1.0 | Hexagon Socket Head Cap Screw, M8-1.25, X65mm Long, Grade 8.8 Steel, Zinc Plated, RoHS Fastener | 10487-1000-M8C065-04 | OHTA | STM
888 | 7 | 31 |  | CTAComponent | 2203-M12-07 | 3 | Release | Each | 3.0 | Curved Lock Washer, DIN 128A, M12, Spring Steel, Zinc Plated, RoHS Fastener | 20589-10948-04155 11060-M12NLOCSTMZT/128A | FASTENAL COMPANY ANIXTER | STM
889 | 7 | 32 |  | CTAComponent | 2106-M5-14 | 1 | Release | Each | 2.0 | Spring Lock Washer with Flat Ends JIS B1251, M5, Spring Stainless Steel, Rohs Fastener | 24140-2106-M5-14 | TR FORMAC DIV OF TR FASTENINGS | STM
890 | 7 | 33 |  | CTAComponent | 2203-M6-07 | 5 | Release | Each | 6.0 | Curved Lock Washer, DIN 128A, M6, Spring Steel, Zinc Plated, RoHS Fastener | 11060-M6NLOCSTZ6/128A A0996-BN 770 M6 CR6+FREE 24140-M6/-/SSSTWA/TC1D/DIN128A 20589-10948-04152 | ANIXTER BOSSARD TR FORMAC DIV OF TR FASTENINGS FASTENAL COMPANY | STM
891 | 7 | 30 |  | CTAComponent | 2000-M8-03 | 2 | Release | Each | 1.0 | Flat Washer, ISO7089, M8, Steel 200HV, Zinc Plated, RoHS Fastener | 11060-M8NWSFSTZ6/125ATP 20589-10948-03458 25114-2000-M8-03 | ANIXTER FASTENAL COMPANY TR FORMAC SHANGHAI PTE LTD | STM
892 | 7 | 37 |  | CTAComponent | C2106-M8-80 | 1 | Release | Each | 17.0 | GB_T 93，M8，Spring Steel，Black Oxide finish，RoHS Fastener | 25114-M8/-/SRSTWA/BO/GB93 | TR FORMAC SHANGHAI PTE LTD | HLE
893 | 7 | 34 |  | CTAComponent | 2203-M8-07 | 3 | Release | Each | 1.0 | Curved Lock Washer, DIN 128A, M8, Spring Steel, Zinc Plated, RoHS Fastener | 20589-10948-04153 11060-M8NLOCSTMZT/128A | FASTENAL COMPANY ANIXTER | STM
894 | 7 | 36 |  | CTAComponent | C2106-M12-02 | 1 | Release | Each | 7.0 | GB_T 93，M12，Spring Steel，Zinc finish，RoHS Fastener | 25114-M12/-/SRSTWA/TC1/GB93 | TR FORMAC SHANGHAI PTE LTD | HLE
895 | 7 | 35 |  | CTAComponent | 5445416-2 | 1 | Release | Each | 1.0 | AVID PRODUCTS STEEL P-CLAMP or R-clamp DIA6.4, WIDE9.7, 19243-SCP-4-323-203 |  |  | HLE
896 | 6 | 8 |  | CTAComponent | 5449179 | 1 | Release | Each | 2.0 | Roll adjust plate |  |  | CCX
897 | 6 | 9 |  | CTAAssembly | 5436658 | 1 | Release | Each | 1.0 | Vertical bearing foot limiter |  |  | CCX
898 | 7 | 1 |  | CTAComponent | 1040-M6C010-27 | 1 | Release | Each | 1.0 | Hexagon Set Screw with Cup Point, M6-1, X10mm Long, Grade 45H Steel, Black Oxide RoHS Fastener | 11060-M6C10KKCST/916 A0996-1032704 20589-10948-04201 | ANIXTER BOSSARD FASTENAL COMPANY | STM
899 | 7 | 4 |  | CTAComponent | 5457968 | 1 | Release | Each | 1.0 | Vertical bearing foot limiter bracket |  |  | CCX
900 | 7 | 3 |  | CTAComponent | 5455605 | 1 | Release | Each | 1.0 | CAM FOLLOWER CF18BUU IKO |  |  | CCX
901 | 7 | 2 |  | CTAComponent | 5456958 | 1 | Release | Each | 1.0 | CAM FOLLOWER CFE18VBUUR IKO |  |  | CCX
902 | 6 | 10 |  | CTAAssembly | 5498243 | 1 | Release | Each | 1.0 | Chain Connector |  |  | CCX
903 | 7 | 2 |  | CTAComponent | 2000-M6-03 | 3 | Release | Each | 2.0 | Flat Washer, ISO7089, M6, Steel 200HV, Zinc Plated, RoHS Fastener | 20589-10948-03457 10487-2000-M6-03 11060-M6NWSFSTZ6/125ATP 24140-M6/-/PWSTWA/TC1/DIN125 | FASTENAL COMPANY OHTA ANIXTER TR FORMAC DIV OF TR FASTENINGS | STM
904 | 7 | 3 |  | CTAComponent | C2106-M6-02 | 3 | Release | Each | 2.0 | Spring Lock Washer, M6, Zinc plated, Rohs Fastener | 24140-C2106-M6-02 | TR FORMAC DIV OF TR FASTENINGS | HLE
905 | 7 | 1 |  | CTAComponent | 1000-M6C020-04 | 4 | Release | Each | 2.0 | Hexagon Socket Head Cap Screw, M6-1, X20mm Long, Grade 8.8 Steel, Zinc Plated, RoHS Fastener | 11060-M6C20KCSC9Z6/912 10487-1000-M6C020-04 24140-M6/20/SOHTCS/TC1D/DIN912 20589-10948-03240 A0996-BN 4 M6 x 20mm CR6+FREE | ANIXTER OHTA TR FORMAC DIV OF TR FASTENINGS FASTENAL COMPANY BOSSARD | STM
906 | 7 | 5 |  | CTAComponent | 5436894 | 1 | Release | Each | 1.0 | Chain connector plate |  |  | CCX
907 | 7 | 4 |  | CTAAssembly | 5498254 | 1 | Release | Each | 1.0 | Chain connector base |  |  | CCX
908 | 8 | 2 |  | CTAComponent | 5491740 | 1 | Release | Each | 1.0 | Chain connector L shape frame |  |  | CCX
909 | 8 | 1 |  | CTAComponent | 5491739 | 1 | Release | Each | 1.0 | Chain connector dentate plate |  |  | CCX
910 | 6 | 6 |  | CTAComponent | 5492777 | 1 | Release | Each | 1.0 | limited board |  |  | CCX
911 | 6 | 7 |  | CTAComponent | 5453943 | 1 | Release | Each | 4.0 | Roller shaft |  |  | CCX
912 | 6 | 12 |  | CTAComponent | 5452029 | 1 | Release | Each | 1.0 | cover |  |  | CCX
913 | 6 | 13 |  | CTAAssembly | 5452028 | 1 | Release | Each | 1.0 | Top Motor Assembly |  |  | CCX
914 | 7 | 2 |  | CTAAssembly | 5456367 | 6 | Release | Each | 1.0 | Table TOP motor assembly |  |  | CCX
915 | 8 | 2 |  | CTAComponent | 5456367-1 | 2 | Release | Each | 1.0 | Table TOP motor assembly-resistor and cable |  |  | HLE
916 | 8 | 1 |  | CTAComponent | 5120418-1 | 2 | Release | Each | 1.0 | AC gear motor, 25W |  |  | HLE
917 | 7 | 3 |  | CTAComponent | 5449646 | 1 | Release | Each | 1.0 | top gear |  |  | CCX
918 | 7 | 1 |  | CTAComponent | 5445170 | 1 | Release | Each | 1.0 | motor board |  |  | CCX
919 | 7 | 6 |  | CTAComponent | C1213-M3C010-14 | 1 | Release | Each | 2.0 | GB_T 9074.8，M3x10mm，Grade 4.8 Steel，Zinc finish，RoHS Fastener | 25114-M3/10/PPSTPS/TC1/GB9074.8 | TR FORMAC SHANGHAI PTE LTD | HLE
920 | 7 | 4 |  | CTAComponent | C1213-M4C012-14 | 1 | Release | Each | 3.0 | GB_T 9074.8，M4x12mm，Grade 4.8 Steel，Zinc finish，RoHS Fastener | 25114-M4/12/PPSTPS/TC1/GB9074.8 | TR FORMAC SHANGHAI PTE LTD | HLE
921 | 7 | 5 |  | CTAComponent | 1040-M5C008-27 | 2 | Release | Each | 2.0 | Hexagon Set Screw with Cup Point, M5-0.8, X8mm Long, Grade 45H Steel, Black Oxide RoHS Fastener | A0996-1032496 11060-M5C8KKCA1/916 20589-10948-04197 24140-M5/8/HSHTPC/BO1 | BOSSARD ANIXTER FASTENAL COMPANY TR FORMAC DIV OF TR FASTENINGS | STM
922 | 6 | 11 |  | CTAAssembly | 5459999 | 1 | Release | Each | 1.0 | Back Sprocket Assembly |  |  | CCX
923 | 7 | 1 |  | CTAComponent | 5462285 | 1 | Release | Each | 2.0 | Bearing NSK6005ZZ |  |  | CCX
924 | 7 | 4 |  | CTAAssembly | 5446764 | 1 | Release | Each | 1.0 | bracket of head sprocket wheel |  |  | CCX
925 | 8 | 1 |  | CTAComponent | 5453094 | 1 | Release | Each | 1.0 | Bracket 1 |  |  | CCX
926 | 8 | 4 |  | CTAComponent | 5462483 | 1 | Release | Each | 1.0 | Bracket 4 |  |  | CCX
927 | 8 | 3 |  | CTAComponent | 5436891 | 1 | Release | Each | 1.0 | Bracket 3 |  |  | CCX
928 | 8 | 2 |  | CTAComponent | 5458708 | 1 | Release | Each | 1.0 | Bracket 2 |  |  | CCX
929 | 7 | 3 |  | CTAComponent | 5445169 | 1 | Release | Each | 1.0 | Sprocket Wheel In Head End |  |  | CCX
930 | 7 | 2 |  | CTAComponent | 5455376 | 1 | Release | Each | 1.0 | Circlip for shaft-GB894.1-86 25 Series Fastener Drawing RoHS Compliant |  |  | CCX
931 | 7 | 6 |  | CTAComponent | 5453696 | 1 | Release | Each | 1.0 | washer circl |  |  | CCX
932 | 7 | 5 |  | CTAComponent | 5451207 | 1 | Release | Each | 1.0 | shaft |  |  | CCX
933 | 6 | 14 |  | CTAAssembly | 5461548 | 1 | Release | Each | 1.0 | PRESSING UNIT |  |  | CCX
934 | 7 | 2 |  | CTAAssembly | 5492808 | 1 | Release | Each | 1.0 | bearing holder welding |  |  | CCX
935 | 8 | 2 |  | CTAComponent | 5492809 | 1 | Release | Each | 1.0 | bearing holder 2 |  |  | CCX
936 | 8 | 3 |  | CTAComponent | 5492810 | 1 | Release | Each | 1.0 | bearing holder 3 |  |  | CCX
937 | 8 | 1 |  | CTAComponent | 5436660 | 1 | Release | Each | 1.0 | bear holder |  |  | CCX
938 | 7 | 3 |  | CTAAssembly | 5492811 | 1 | Release | Each | 1.0 | guide unit |  |  | CCX
939 | 8 | 3 |  | CTAComponent | 2000-M8-03 | 2 | Release | Each | 1.0 | Flat Washer, ISO7089, M8, Steel 200HV, Zinc Plated, RoHS Fastener | 11060-M8NWSFSTZ6/125ATP 20589-10948-03458 25114-2000-M8-03 | ANIXTER FASTENAL COMPANY TR FORMAC SHANGHAI PTE LTD | STM
940 | 8 | 4 |  | CTAComponent | 2203-M8-07 | 3 | Release | Each | 1.0 | Curved Lock Washer, DIN 128A, M8, Spring Steel, Zinc Plated, RoHS Fastener | 20589-10948-04153 11060-M8NLOCSTMZT/128A | FASTENAL COMPANY ANIXTER | STM
941 | 8 | 2 |  | CTAComponent | 5492812 | 1 | Release | Each | 1.0 | guide block |  |  | CCX
942 | 8 | 5 |  | CTAComponent | 3000-M8C-04 | 1 | Release | Each | 1.0 | Hexagon Nut, ISO4032, M8-1.25, Grade 8 Steel, Zinc Plated, RoHS Fastener | 20589-10948-03689 11060-M8CNFHSTZ6/934 | FASTENAL COMPANY ANIXTER | STM
943 | 8 | 1 |  | CTAComponent | 5445972 | 2 | Release | Each | 1.0 | Shaft |  |  | CCX
944 | 7 | 1 |  | CTAComponent | 5455605 | 1 | Release | Each | 1.0 | CAM FOLLOWER CF18BUU IKO |  |  | CCX
945 | 6 | 15 |  | CTAAssembly | 5457747 | 2 | Release | Each | 2.0 | bearing holder for top |  |  | CCX
946 | 7 | 1 |  | CTAComponent | 5456398 | 1 | Release | Each | 1.0 | bear support |  |  | CCX
947 | 7 | 4 |  | CTAComponent | 5438151 | 1 | Release | Each | 1.0 | CAM FOLLOWER CFE10BUUR IKO |  |  | CCX
948 | 7 | 3 |  | CTAComponent | 5438725 | 1 | Release | Each | 1.0 | CAM FOLLOWER IKO CF12BUUR |  |  | CCX
949 | 7 | 2 |  | CTAComponent | 1040-M5C008-27 | 2 | Release | Each | 2.0 | Hexagon Set Screw with Cup Point, M5-0.8, X8mm Long, Grade 45H Steel, Black Oxide RoHS Fastener | A0996-1032496 11060-M5C8KKCA1/916 20589-10948-04197 24140-M5/8/HSHTPC/BO1 | BOSSARD ANIXTER FASTENAL COMPANY TR FORMAC DIV OF TR FASTENINGS | STM
950 | 6 | 16 |  | CTAAssembly | 5447589 | 1 | Release | Each | 2.0 | front switch assembly I |  |  | CCX
951 | 7 | 1 |  | CTAComponent | 5445975 | 1 | Release | Each | 1.0 | switch support |  |  | CCX
952 | 7 | 4 |  | CTAComponent | 5436678 | 1 | Release | Each | 1.0 | MICRO SWITCH |  |  | HLE
953 | 7 | 5 |  | CTAComponent | 5445171 | 1 | Release | Each | 1.0 | thread hole board |  |  | CCX
954 | 7 | 3 |  | CTAComponent | 5453710 | 2 | Release | Each | 1.0 | MICRO SWITCH |  |  | HLE
955 | 7 | 2 |  | CTAComponent | 5442753 | 1 | Release | Each | 1.0 | insulation sheet |  |  | CCX
956 | 7 | 6 |  | CTAComponent | 5450421 | 1 | Release | Each | 1.0 | through hole board |  |  | CCX
957 | 6 | 18 |  | CTAAssembly | 5448395 | 1 | Release | Each | 1.0 | head switch assembly |  |  | CCX
958 | 7 | 2 |  | CTAComponent | 5459257 | 1 | Release | Each | 1.0 | thread hole plate |  |  | CCX
959 | 7 | 4 |  | CTAComponent | 5447590 | 1 | Release | Each | 1.0 | through hole plate |  |  | CCX
960 | 7 | 3 |  | CTAComponent | 5460819 | 1 | Release | Each | 1.0 | insulation piece |  |  | CCX
961 | 7 | 1 |  | CTAComponent | 5441937 | 1 | Release | Each | 1.0 | switch bracket |  |  | CCX
962 | 7 | 6 |  | CTAComponent | C1213-M4C030-14 | 1 | Release | Each | 2.0 | GB_T 9074.8，M4x30mm，Grade 4.8 Steel，Zinc finish，RoHS Fastener | 25114-M4/30/PPSTPS/TC1/GB9074.8 | TR FORMAC SHANGHAI PTE LTD | HLE
963 | 7 | 5 |  | CTAComponent | 5461564 | 2 | Release | Each | 1.0 | MICRO SWITCH |  |  | HLE
964 | 6 | 17 |  | CTAAssembly | 5453698 | 1 | Release | Each | 1.0 | front switch assembly II |  |  | CCX
965 | 7 | 2 |  | CTAComponent | 5442753 | 1 | Release | Each | 1.0 | insulation sheet |  |  | CCX
966 | 7 | 3 |  | CTAComponent | 5445171 | 1 | Release | Each | 1.0 | thread hole board |  |  | CCX
967 | 7 | 1 |  | CTAComponent | 5445975 | 1 | Release | Each | 1.0 | switch support |  |  | CCX
968 | 7 | 5 |  | CTAComponent | 5436678 | 1 | Release | Each | 1.0 | MICRO SWITCH |  |  | HLE
969 | 7 | 6 |  | CTAComponent | 5453710 | 2 | Release | Each | 1.0 | MICRO SWITCH |  |  | HLE
970 | 7 | 4 |  | CTAComponent | 5450421 | 1 | Release | Each | 1.0 | through hole board |  |  | CCX
971 | 6 | 19 |  | CTAAssembly | 5445976 | 1 | Release | Each | 1.0 | middle switch assembly |  |  | CCX
972 | 7 | 1 |  | CTAComponent | 5441937 | 1 | Release | Each | 1.0 | switch bracket |  |  | CCX
973 | 7 | 4 |  | CTAComponent | 5447590 | 1 | Release | Each | 1.0 | through hole plate |  |  | CCX
974 | 7 | 6 |  | CTAComponent | C1213-M4C030-14 | 1 | Release | Each | 2.0 | GB_T 9074.8，M4x30mm，Grade 4.8 Steel，Zinc finish，RoHS Fastener | 25114-M4/30/PPSTPS/TC1/GB9074.8 | TR FORMAC SHANGHAI PTE LTD | HLE
975 | 7 | 5 |  | CTAComponent | 5448409 | 2 | Release | Each | 1.0 | MICRO SWITCH |  |  | HLE
976 | 7 | 3 |  | CTAComponent | 5460819 | 1 | Release | Each | 1.0 | insulation piece |  |  | CCX
977 | 7 | 2 |  | CTAComponent | 5459257 | 1 | Release | Each | 1.0 | thread hole plate |  |  | CCX
978 | 6 | 20 |  | CTAAssembly | 5457745 | 1 | Release | Each | 1.0 | foot switch assembly |  |  | CCX
979 | 7 | 2 |  | CTAComponent | 5459257 | 1 | Release | Each | 1.0 | thread hole plate |  |  | CCX
980 | 7 | 3 |  | CTAComponent | 5460819 | 1 | Release | Each | 1.0 | insulation piece |  |  | CCX
981 | 7 | 1 |  | CTAComponent | 5441937 | 1 | Release | Each | 1.0 | switch bracket |  |  | CCX
982 | 7 | 5 |  | CTAComponent | 5461564 | 2 | Release | Each | 1.0 | MICRO SWITCH |  |  | HLE
983 | 7 | 6 |  | CTAComponent | C1213-M4C030-14 | 1 | Release | Each | 2.0 | GB_T 9074.8，M4x30mm，Grade 4.8 Steel，Zinc finish，RoHS Fastener | 25114-M4/30/PPSTPS/TC1/GB9074.8 | TR FORMAC SHANGHAI PTE LTD | HLE
984 | 7 | 4 |  | CTAComponent | 5447590 | 1 | Release | Each | 1.0 | through hole plate |  |  | CCX
985 | 6 | 25 |  | CTAAssembly | 5445974 | 1 | Release | Each | 1.0 | Bearing Support |  |  | CCX
986 | 7 | 2 |  | CTAComponent | 5437174 | 1 | Release | Each | 1.0 | bearing NSK 1305 |  |  | CCX
987 | 7 | 1 |  | CTAAssembly | 5450424 | 1 | Release | Each | 1.0 | Support Board welding |  |  | CCX
988 | 8 | 2 |  | CTAComponent | 5492788 | 1 | Release | Each | 1.0 | joint column |  |  | CCX
989 | 8 | 1 |  | CTAComponent | 5449187 | 1 | Release | Each | 1.0 | support board |  |  | CCX
990 | 6 | 22 |  | CTAAssembly | 5447591 | 1 | Release | Each | 1.0 | rear switch assembly |  |  | CCX
991 | 7 | 2 |  | CTAComponent | 5459257 | 1 | Release | Each | 1.0 | thread hole plate |  |  | CCX
992 | 7 | 1 |  | CTAComponent | 5443540 | 1 | Release | Each | 1.0 | rear switch bracket |  |  | CCX
993 | 7 | 7 |  | CTAComponent | C2106-M4-02 | 3 | Release | Each | 2.0 | Spring Lock Washer, M4, Zinc plated, Rohs Fastener | 24140-C2106-M4-02 | TR FORMAC DIV OF TR FASTENINGS | HLE
994 | 7 | 6 |  | CTAComponent | 5448409 | 2 | Release | Each | 2.0 | MICRO SWITCH |  |  | HLE
995 | 7 | 5 |  | CTAComponent | 2000-M4-03 | 3 | Release | Each | 2.0 | FLAT WASHER - NORMAL SERIES, ISO 7089, M4 CLASS 200H STEEL, ZINC PLATED RoHS FASTENER | 24140-M4/-/PWSTWA/TC1/DIN125 10487-2000-M4-03 A0996-BN 343 M4 CR6+FREE 24432-11103691 11060-M4NWSFSTZ6/125ATP | TR FORMAC DIV OF TR FASTENINGS OHTA BOSSARD FASTENAL ANIXTER | STM
996 | 7 | 4 |  | CTAComponent | 1000-M4C050-04 | 2 | Release | Each | 2.0 | Hexagon Socket Head Cap Screw, M4-0.7, X50mm Long, Grade 8.8 Steel, Zinc Plated, RoHS Fastener | 11060-M4C50KCSC9Z6/912 20589-10948-04273 24140-1000-M4C050-04 | ANIXTER FASTENAL COMPANY TR FORMAC DIV OF TR FASTENINGS | STM
997 | 7 | 3 |  | CTAComponent | 5460819 | 1 | Release | Each | 2.0 | insulation piece |  |  | CCX
998 | 6 | 21 |  | CTAAssembly | 5441113 | 1 | Release | Each | 1.0 | MSW fitting assembly |  |  | CCX
999 | 7 | 2 |  | CTAComponent | 5459257 | 1 | Release | Each | 2.0 | thread hole plate |  |  | CCX
1000 | 7 | 4 |  | CTAComponent | 5447590 | 1 | Release | Each | 2.0 | through hole plate |  |  | CCX
1001 | 7 | 3 |  | CTAComponent | 5460819 | 1 | Release | Each | 2.0 | insulation piece |  |  | CCX
1002 | 7 | 1 |  | CTAComponent | 5441938 | 1 | Release | Each | 2.0 | top switch bracket |  |  | CCX
1003 | 7 | 6 |  | CTAComponent | C1213-M4C030-14 | 1 | Release | Each | 4.0 | GB_T 9074.8，M4x30mm，Grade 4.8 Steel，Zinc finish，RoHS Fastener | 25114-M4/30/PPSTPS/TC1/GB9074.8 | TR FORMAC SHANGHAI PTE LTD | HLE
1004 | 7 | 5 |  | CTAComponent | 5448409 | 2 | Release | Each | 2.0 | MICRO SWITCH |  |  | HLE
1005 | 6 | 23 |  | CTAComponent | 5437175 | 1 | Release | Each | 1.0 | front switch cover |  |  | CCX
1006 | 6 | 24 |  | CTAAssembly | 5454529 | 1 | Release | Each | 1.0 | Driveing Unit of L Column Assembly |  |  | CCX
1007 | 7 | 1 |  | CTAComponent | T310-2199 | 0 | Release | Each | 1.0 | GEAR |  |  | HLE
1008 | 7 | 4 |  | CTAComponent | 1040-M5C012-27 | 1 | Release | Each | 4.0 | Hexagon Set Screw with Cup Point, M5-0.8, X12mm Long, Grade 45H Steel, Black Oxide RoHS Fastener | 11060-M5C12KKCA1/916 A0996-1032526 20589-10948-04199 | ANIXTER BOSSARD FASTENAL COMPANY | STM
1009 | 7 | 3 |  | CTAComponent | 5449186 | 1 | Release | Each | 1.0 | sprocket wheel of foot end |  |  | CCX
1010 | 7 | 2 |  | CTAComponent | 5443539 | 2 | Release | Each | 1.0 | V belt wheel |  |  | CCX
1011 | 6 | 30 |  | CTAComponent | 5452026 | 1 | Release | Each | 1.0 | Positionor swith actuator |  |  | CCX
1012 | 6 | 28 |  | CTAAssembly | 5444313 | 2 | Release | Each | 1.0 | Horizontal bearing foot limiter |  |  | CCX
1013 | 7 | 2 |  | CTAComponent | 5441344 | 1 | Release | Each | 1.0 | Bearing D35M16 |  |  | CCX
1014 | 7 | 1 |  | CTAComponent | 1040-M6C010-27 | 1 | Release | Each | 1.0 | Hexagon Set Screw with Cup Point, M6-1, X10mm Long, Grade 45H Steel, Black Oxide RoHS Fastener | 11060-M6C10KKCST/916 A0996-1032704 20589-10948-04201 | ANIXTER BOSSARD FASTENAL COMPANY | STM
1015 | 7 | 4 |  | CTAComponent | 5437397 | 1 | Release | Each | 1.0 | Horizontal bearing limiter bracket |  |  | CCX
1016 | 7 | 3 |  | CTAComponent | 5457964 | 1 | Release | Each | 1.0 | Eccentric bearing D35M16 |  |  | CCX
1017 | 6 | 27 |  | CTAComponent | 5456963 | 1 | Release | Each | 1.0 | rubber washer |  |  | CCX
1018 | 6 | 29 |  | CTAComponent | 5461549 | 2 | Release | Each | 1.0 | belt wheel |  |  | CCX
1019 | 6 | 26 |  | CTAAssembly | 5437170 | 2 | Release | Each | 1.0 | Horizontal bearing top limiter |  |  | CCX
1020 | 7 | 2 |  | CTAComponent | 5441344 | 1 | Release | Each | 1.0 | Bearing D35M16 |  |  | CCX
1021 | 7 | 3 |  | CTAComponent | 5457964 | 1 | Release | Each | 1.0 | Eccentric bearing D35M16 |  |  | CCX
1022 | 7 | 1 |  | CTAComponent | 1040-M6C010-27 | 1 | Release | Each | 1.0 | Hexagon Set Screw with Cup Point, M6-1, X10mm Long, Grade 45H Steel, Black Oxide RoHS Fastener | 11060-M6C10KKCST/916 A0996-1032704 20589-10948-04201 | ANIXTER BOSSARD FASTENAL COMPANY | STM
1023 | 7 | 4 |  | CTAComponent | 5437397 | 1 | Release | Each | 1.0 | Horizontal bearing limiter bracket |  |  | CCX
1024 | 6 | 32 |  | CTAComponent | 5462282 | 1 | Release | Each | 4.0 | CASTOR |  |  | CCX
1025 | 6 | 35 |  | CTAComponent | 1000-M12C025-04 | 2 | Release | Each | 2.0 | Hexagon Socket Head Cap Screw, M12-1.75, X25mm Long, Grade 8.8 Steel, Zinc Plated, RoHS Fastener | 20589-10948-03246 11060-M12C25KCSC9Z6/912 10487-1000-M12C025-04 | FASTENAL COMPANY ANIXTER OHTA | STM
1026 | 6 | 33 |  | CTAComponent | 5442752 | 1 | Release | Each | 1.0 | Chain_KANA |  |  | CCX
1027 | 6 | 34 |  | CTAComponent | 1000-M10C025-04 | 3 | Release | Each | 1.0 | Hexagon Socket Head Cap Screw, ISO 4762, M10-1.5, X25mm Long, Grade 8.8 Steel, Zinc Plated, RoHS Fastener | A0996-BN 4 M10-1.5 x 25mm CR6+ Free 20589-10948-04781 11060-M10C25KCSC9Z6/4762 10487-1000-M10C025-04 A0996-BN 4 M10 X 25mm CR6+ FREE | BOSSARD FASTENAL COMPANY ANIXTER OHTA BOSSARD | STM
1028 | 6 | 31 |  | CTAAssembly | 5492798 | 1 | Release | Each | 1.0 | rear switch I assembly |  |  | CCX
1029 | 7 | 1 |  | CTAComponent | 5492795 | 1 | Release | Each | 1.0 | rear switch bracket I |  |  | CCX
1030 | 7 | 3 |  | CTAComponent | 5448409 | 2 | Release | Each | 1.0 | MICRO SWITCH |  |  | HLE
1031 | 7 | 2 |  | CTAComponent | 5460819 | 1 | Release | Each | 1.0 | insulation piece |  |  | CCX
1032 | 7 | 4 |  | CTAComponent | 5459257 | 1 | Release | Each | 1.0 | thread hole plate |  |  | CCX
1033 | 7 | 5 |  | CTAComponent | 5447590 | 1 | Release | Each | 1.0 | through hole plate |  |  | CCX
1034 | 7 | 6 |  | CTAComponent | C1213-M4C030-14 | 1 | Release | Each | 2.0 | GB_T 9074.8，M4x30mm，Grade 4.8 Steel，Zinc finish，RoHS Fastener | 25114-M4/30/PPSTPS/TC1/GB9074.8 | TR FORMAC SHANGHAI PTE LTD | HLE
1035 | 6 | 36 |  | CTAComponent | 1000-M12C030-04 | 3 | Release | Each | 6.0 | Hexagon Socket Head Cap Screw, M12-1.75, X30mm Long, Grade 8.8 Steel, Zinc Plated, RoHS Fastener | 11060-M12C30KCSC9Z6/912 20589-10948-03247 24140-M12/30/HHSTBL/TC1D 10487-1000-M12C030-04 | ANIXTER FASTENAL COMPANY TR FORMAC DIV OF TR FASTENINGS OHTA | STM
1036 | 6 | 37 |  | CTAComponent | 1000-M12C040-04 | 2 | Release | Each | 4.0 | Hexagon Socket Head Cap Screw, M12-1.75, X40mm Long, Grade 8.8 Steel, Zinc Plated, RoHS Fastener | 11060-M12C40KCSC9Z6/912 20589-10948-03249 10487-1000-M12C040-04 | ANIXTER FASTENAL COMPANY OHTA | STM
1037 | 6 | 39 |  | CTAComponent | 1000-M14C040-04 | 5 | Release | Each | 2.0 | Hexagon Socket Head Cap Screw, ISO 4762, M14-2, X40mm Long, Grade 8.8 Steel, Zinc Plated, RoHS Fastener | 11060-M14C40KCSC9Z6/912 A0996-BN 4 M14 x 40mm CR6+FREE | ANIXTER BOSSARD | STM
1038 | 6 | 38 |  | CTAComponent | 1000-M12C070-04 | 2 | Release | Each | 2.0 | Hexagon Socket Head Cap Screw, M12-1.75, X70mm Long, Grade 8.8 Steel, Zinc Plated, RoHS Fastener | 11060-M12C70KCSC9Z6/912 20589-10948-03252 10487-1000-M12C070-04 | ANIXTER FASTENAL COMPANY OHTA | STM
1039 | 6 | 40 |  | CTAComponent | 1000-M12C050-04 | 2 | Release | Each | 2.0 | Hexagon Socket Head Cap Screw, M12-1.75, X50mm Long, Grade 8.8 Steel, Zinc Plated, RoHS Fastener | 20589-10948-03250 11060-M12C50KCSC9Z6/912 10487-1000-M12C050-04 | FASTENAL COMPANY ANIXTER OHTA | STM
1040 | 6 | 41 |  | CTAComponent | 1000-M5C012-04 | 5 | Release | Each | 4.0 | Hexagon Socket Head Cap Screw, M5-0.8, X12mm Long, Grade 8.8 Steel, Zinc Plated, RoHS Fastener | 11060-M5C12KCSC9Z6/912 10487-1000-M5C012-04 24140-M5/12/SOHTCS/TC1D/DIN912 20589-ZS2540012ZP0000 A0996-BN 3 M5x12mm CR6+FREE | ANIXTER OHTA TR FORMAC DIV OF TR FASTENINGS FASTENAL COMPANY BOSSARD | STM
1041 | 6 | 44 |  | CTAComponent | 1000-M8C020-04 | 2 | Release | Each | 4.0 | Hexagon Socket Head Cap Screw, M8-1.25, X20mm Long, Grade 8.8 Steel, Zinc Plated, RoHS Fastener | 11060-M8C20KCSC9Z6/912 20589-ZS2580020ZP0000 10487-1000-M8C020-04 | ANIXTER FASTENAL COMPANY OHTA | STM
1042 | 6 | 45 |  | CTAComponent | 1000-M8C030-04 | 3 | Release | Each | 6.0 | Hexagon Socket Head Cap Screw, M8-1.25, X30mm Long, Grade 8.8 Steel, Zinc Plated, RoHS Fastener | 11060-M8C30KCSC9Z6/912 20589-ZS2580030ZP0000 24140-M8/30/SOHTCS/TC1D/DIN912 10487-1000-M8C030-04 | ANIXTER FASTENAL COMPANY TR FORMAC DIV OF TR FASTENINGS OHTA | STM
1043 | 6 | 43 |  | CTAComponent | 1000-M6C025-04 | 5 | Release | Each | 4.0 | Hexagon Socket Head Cap Screw, M6-1, X25mm Long, Grade 8.8 Steel, Zinc Plated, RoHS Fastener | 11060-M6C25KCSC9Z6/912 10487-1000-M6C025-04 24140-M6/25/SOHTCS/TC1D/DIN912 20589-10948-03241 A0996-BN 3 M6x25mm CR6+FREE | ANIXTER OHTA TR FORMAC DIV OF TR FASTENINGS FASTENAL COMPANY BOSSARD | STM
1044 | 6 | 42 |  | CTAComponent | 1000-M6C016-04 | 4 | Release | Each | 1.0 | Hexagon Socket Head Cap Screw, M6-1, X16mm Long, Grade 8.8 Steel, Zinc Plated, RoHS Fastener | 20589-10948-03239 10487-1000-M6C016-04 24140-M6/16/SOHTCS/TC1D/DIN912 11060-M6C16KCSC9Z6/912 A0996-BN 4 M6 x 16mm CR6+FREE | FASTENAL COMPANY OHTA TR FORMAC DIV OF TR FASTENINGS ANIXTER BOSSARD | STM
1045 | 6 | 47 |  | CTAComponent | 1010-M4C006-14 | 2 | Release | Each | 16.0 | Phillips Flat Head Screw, ISO 7046, M4-0.7, X6mm Long, Grade 4.8 Steel, Zinc Plated, RoHS Fastener | 11060-M4C6MXFSTZ6/965A A0996-BN 388 M4-0.7 x 6mm CR6+FREE 12217-25030-109 | ANIXTER BOSSARD MIDWEST PRODUCTS & ENGINEERING | STM
1046 | 6 | 46 |  | CTAComponent | 1006-M8C025-04 | 2 | Release | Each | 4.0 | Hexagon Head Screw, ISO 4017, M8-1.25, X25mm Long, Grade 8.8 Steel, Zinc Plated, RoHS Fastener | 20589-10948-03862 11060-M8C25HCSC9Z6/933 A0996-BN 56 M8 x 25mm CR6+FREE 24140-M8/25/HHHTMC/TC1/GB5783 | FASTENAL COMPANY ANIXTER BOSSARD TR FORMAC DIV OF TR FASTENINGS | STM
1047 | 6 | 50 |  | CTAComponent | C1213-M4C012-14 | 1 | Release | Each | 49.0 | GB_T 9074.8，M4x12mm，Grade 4.8 Steel，Zinc finish，RoHS Fastener | 25114-M4/12/PPSTPS/TC1/GB9074.8 | TR FORMAC SHANGHAI PTE LTD | HLE
1048 | 6 | 48 |  | CTAComponent | C2106-M12-02 | 1 | Release | Each | 2.0 | GB_T 93，M12，Spring Steel，Zinc finish，RoHS Fastener | 25114-M12/-/SRSTWA/TC1/GB93 | TR FORMAC SHANGHAI PTE LTD | HLE
1049 | 6 | 49 |  | CTAComponent | 1040-M5C008-27 | 2 | Release | Each | 1.0 | Hexagon Set Screw with Cup Point, M5-0.8, X8mm Long, Grade 45H Steel, Black Oxide RoHS Fastener | A0996-1032496 11060-M5C8KKCA1/916 20589-10948-04197 24140-M5/8/HSHTPC/BO1 | BOSSARD ANIXTER FASTENAL COMPANY TR FORMAC DIV OF TR FASTENINGS | STM
1050 | 6 | 52 |  | CTAComponent | 2000-M12-03 | 1 | Release | Each | 12.0 | Flat Washer, ISO7089, M12, Steel 200HV, Zinc Plated, RoHS Fastener | 11060-M12NWSFSTZ6/125ATP 20589-10948-03460 | ANIXTER FASTENAL COMPANY | STM
1051 | 6 | 51 |  | CTAComponent | 2000-M10-03 | 2 | Release | Each | 1.0 | Flat Washer, ISO7089, M10, Steel 200HV, Zinc Plated, RoHS Fastener | 20589-10948-03459 11060-M10NWSFSTZ6/125ATP 10487-2000-M10-03 | FASTENAL COMPANY ANIXTER OHTA | STM
1052 | 6 | 56 |  | CTAComponent | 2000-M8-03 | 2 | Release | Each | 12.0 | Flat Washer, ISO7089, M8, Steel 200HV, Zinc Plated, RoHS Fastener | 11060-M8NWSFSTZ6/125ATP 20589-10948-03458 25114-2000-M8-03 | ANIXTER FASTENAL COMPANY TR FORMAC SHANGHAI PTE LTD | STM
1053 | 6 | 54 |  | CTAComponent | 2000-M5-03 | 5 | Release | Each | 4.0 | Flat Washer, ISO7089, M5, Steel 200HV, Zinc Plated, RoHS Fastener | A0996-BN343-M5 CR3 11060-M5NWSFSTZ6/125ATP 20589-10948-03456 24140-M5/-/PWSTWA/TC1/DIN125 10487-7130111-5 | BOSSARD ANIXTER FASTENAL COMPANY TR FORMAC DIV OF TR FASTENINGS OHTA | STM
1054 | 6 | 55 |  | CTAComponent | 2000-M6-03 | 3 | Release | Each | 1.0 | Flat Washer, ISO7089, M6, Steel 200HV, Zinc Plated, RoHS Fastener | 20589-10948-03457 10487-2000-M6-03 11060-M6NWSFSTZ6/125ATP 24140-M6/-/PWSTWA/TC1/DIN125 | FASTENAL COMPANY OHTA ANIXTER TR FORMAC DIV OF TR FASTENINGS | STM
1055 | 6 | 53 |  | CTAComponent | 2000-M14-03 | 1 | Release | Each | 2.0 | Flat Washer, ISO7089, M14, Steel 200HV, Zinc Plated, RoHS Fastener | 11060-M14NWSFSTZ6/125ATH 20589-10948-04410 | ANIXTER FASTENAL COMPANY | STM
1056 | 6 | 57 |  | CTAComponent | 2203-M10-07 | 2 | Release | Each | 1.0 | Curved Lock Washer, DIN 128A, M10, Spring Steel, Zinc Plated, RoHS Fastener | 20589-10948-04154 11060-M10NLOCSTZ6/128A | FASTENAL COMPANY ANIXTER | STM
1057 | 6 | 60 |  | CTAComponent | 2106-M5-14 | 1 | Release | Each | 4.0 | Spring Lock Washer with Flat Ends JIS B1251, M5, Spring Stainless Steel, Rohs Fastener | 24140-2106-M5-14 | TR FORMAC DIV OF TR FASTENINGS | STM
1058 | 6 | 59 |  | CTAComponent | 2203-M14-07 | 2 | Release | Each | 2.0 | Curved Lock Washer, DIN 128A, M14, Spring Steel, Zinc Plated, RoHS Fastener | 20589-10948-04414 11060-M14NLOCSTZ6/128A | FASTENAL COMPANY ANIXTER | STM
1059 | 6 | 61 |  | CTAComponent | 2203-M6-07 | 5 | Release | Each | 5.0 | Curved Lock Washer, DIN 128A, M6, Spring Steel, Zinc Plated, RoHS Fastener | 11060-M6NLOCSTZ6/128A A0996-BN 770 M6 CR6+FREE 24140-M6/-/SSSTWA/TC1D/DIN128A 20589-10948-04152 | ANIXTER BOSSARD TR FORMAC DIV OF TR FASTENINGS FASTENAL COMPANY | STM
1060 | 6 | 58 |  | CTAComponent | 2203-M12-07 | 3 | Release | Each | 12.0 | Curved Lock Washer, DIN 128A, M12, Spring Steel, Zinc Plated, RoHS Fastener | 20589-10948-04155 11060-M12NLOCSTMZT/128A | FASTENAL COMPANY ANIXTER | STM
1061 | 6 | 63 |  | CTAComponent | 3000-M12C-04 | 3 | Release | Each | 2.0 | Hexagon Nut, ISO4032, M12-1.75, Grade 8 Steel, Zinc Plated, RoHS Fastener | 20589-10948-03691 11060-M12CNFHC7Z6/4032 | FASTENAL COMPANY ANIXTER | STM
1062 | 6 | 62 |  | CTAComponent | 2203-M8-07 | 3 | Release | Each | 8.0 | Curved Lock Washer, DIN 128A, M8, Spring Steel, Zinc Plated, RoHS Fastener | 20589-10948-04153 11060-M8NLOCSTMZT/128A | FASTENAL COMPANY ANIXTER | STM
1063 | 6 | 67 |  | CTAComponent | 5440269 | 1 | Release | Each | 1.0 | Rubber Protector |  |  | HLE
1064 | 6 | 68 |  | CTAComponent | 5440286 | 2 | Release | Each | 2.0 | terminal board |  |  | CCX
1065 | 6 | 65 |  | CTAComponent | 4001-M5L020-30 | 2 | Release | Each | 8.0 | Spring Pin, ISO 8752, 5mm Diameter X 20mm Long, Stainless Steel, RoHS Fastener | 11060-M5R20PRPSJ/1481 A0996-BN 337 M5 x 20mm CR6 + Free 20589-O131809 | ANIXTER BOSSARD FASTENAL COMPANY | STM
1066 | 6 | 64 |  | CTAComponent | 3000-M8C-04 | 1 | Release | Each | 6.0 | Hexagon Nut, ISO4032, M8-1.25, Grade 8 Steel, Zinc Plated, RoHS Fastener | 20589-10948-03689 11060-M8CNFHSTZ6/934 | FASTENAL COMPANY ANIXTER | STM
1067 | 6 | 66 |  | CTAComponent | 5492776 | 2 | Release | Each | 4.0 | wedge anchor |  |  | CCX
1068 | 6 | 70 |  | CTAComponent | 5445416-3 | 1 | Release | Each | 1.0 | AVID PRODUCTS STEEL P-CLAMP or R-clamp DIA7.9, WIDE9.7,19243 SCP-5-323-203 |  |  | HLE
1069 | 6 | 69 |  | CTAComponent | 5445416-2 | 1 | Release | Each | 1.0 | AVID PRODUCTS STEEL P-CLAMP or R-clamp DIA6.4, WIDE9.7, 19243-SCP-4-323-203 |  |  | HLE
1070 | 6 | 75 |  | CTAComponent | 5457946 | 1 | Release | Each | 16.0 | RICHCO FTH-7A1-RT FLAT TIE HOLDER 25.4x25.4x7.1mm, ACCOMODATES 5x2mm |  |  | HLE
1071 | 6 | 73 |  | CTAComponent | 5456441 | 1 | Release | Each | 2.0 | KANG YANG nylon Cable Clamp P-Clamp CC-1S width9.2mm, bolt hole5.4mm, Dia3.2mm |  |  | HLE
1072 | 6 | 74 |  | CTAComponent | 5456441-1 | 1 | Release | Each | 6.0 | KANG YANG nylon Cable Clamp P-Clamp CC-3 width9.3mm,bolt hole5mm,Dia6.2mm |  |  | HLE
1073 | 6 | 72 |  | CTAComponent | 5451206 | 2 | Release | Each | 1.0 | 750W Motor |  |  | HLE
1074 | 6 | 71 |  | CTAComponent | 5445973 | 1 | Release | Each | 2.0 | MITSUBOSHI M-31 |  |  | HLE
1075 | 6 | 81 |  | CTAComponent | 1000-M8C030-07 | 2 | Release | Each | 8.0 | Hexagon Socket Head Cap Screw, M8-1.25, X30mm Long, Grade12.9 Steel, Black Oxide, RoHS Fastener | A0996-1008013 20589-39589 11060-M8C30KCSC4/912 | BOSSARD FASTENAL COMPANY ANIXTER | STM
1076 | 6 | 78 |  | CTAComponent | 5492775 | 1 | Release | Each | 2.0 | baffle pipe |  |  | CCX
1077 | 6 | 79 |  | CTAComponent | 5492779 | 1 | Release | Each | 2.0 | press sheet |  |  | CCX
1078 | 6 | 76 |  | CTAComponent | 5455376 | 1 | Release | Each | 1.0 | Circlip for shaft-GB894.1-86 25 Series Fastener Drawing RoHS Compliant |  |  | CCX
1079 | 6 | 82 |  | CTAComponent | 2001-M6-03 | 2 | Release | Each | 4.0 | Large Flat Washer, ISO7093, M6, Steel 200HV, Zinc Plated, RoHS Fastener | 11060-M6NWFESTZ6/9021TH 20589-10948-03486 24140-M6/-/PWSTWA/TC1/ISO7093 | ANIXTER FASTENAL COMPANY TR FORMAC DIV OF TR FASTENINGS | STM
1080 | 6 | 77 |  | CTAComponent | C2106-M8-80 | 1 | Release | Each | 12.0 | GB_T 93，M8，Spring Steel，Black Oxide finish，RoHS Fastener | 25114-M8/-/SRSTWA/BO/GB93 | TR FORMAC SHANGHAI PTE LTD | HLE
1081 | 6 | 80 |  | CTAComponent | 5492781 | 1 | Release | Each | 1.0 | washer sheet |  |  | CCX
1082 | 5 | 23 |  | CTAComponent | 1000-M8C016-04 | 3 | Release | Each | 4.0 | Hexagon Socket Head Cap Screw, M8-1.25, X16mm Long, Grade 8.8 Steel, Zinc Plated, RoHS Fastener | 11060-M8C16KCSC9Z6/912 20589-10948-04703 24140-M8/16/SOHTCS/TC1D/DIN912 10487-1000-M8C016-04 | ANIXTER FASTENAL COMPANY TR FORMAC DIV OF TR FASTENINGS OHTA | STM
1083 | 5 | 14 |  | CTAComponent | 5449644 | 3 | Release | Each | 1.0 | Foot_down Cover |  |  | CCX
1084 | 5 | 15 |  | CTAComponent | 5446769 | 1 | Release | Each | 1.0 | Chain Cover |  |  | HLE
1085 | 5 | 17 |  | CTAAssembly | 5452890 | 4 | Release | Each | 1.0 | Table top assembly |  |  | CCX
1086 | 6 | 4 |  | CTAAssembly | 5447602 | 2 | Release | Each | 1.0 | Front AL profile assembly |  |  | CCX
1087 | 7 | 1 |  | CTAComponent | 5442990 | 1 | Release | Each | 1.0 | Front protect plate fixing plate |  |  | CCX
1088 | 7 | 4 |  | CTAComponent | 1010-M4C010-14 | 2 | Release | Each | 10.0 | Phillips Flat Head Screw, ISO 7046, M4-0.7, X10mm Long, Grade 4.8 Steel, Zinc Plated, RoHS Fastener | 20589-10948-03508 11060-M4C10MXFSTZ6/965A 24140-M4/10/KPSTMC/TC1/DIN965 | FASTENAL COMPANY ANIXTER TR FORMAC DIV OF TR FASTENINGS | STM
1089 | 7 | 3 |  | CTAComponent | 5452276 | 1 | Release | Each | 1.0 | Front AL profile |  |  | CCX
1090 | 7 | 2 |  | CTAComponent | 5441358 | 1 | Release | Each | 1.0 | Front polythene protecting plate |  |  | CCX
1091 | 6 | 6 |  | CTAAssembly | 5449395 | 1 | Release | Each | 1.0 | Table top driving rack assembly |  |  | CCX
1092 | 7 | 2 |  | CTAComponent | 5436899 | 1 | Release | Each | 1.0 | Table top driving rack |  |  | CCX
1093 | 7 | 3 |  | CTAComponent | 1000-M4C010-04 | 5 | Release | Each | 2.0 | Hexagon Socket Head Cap Screw, ISO 4762, M4-0.7, X10mm Long, Grade 8.8 Steel, Zinc Plated, RoHS Fastener | 11060-M4C10KCSC9Z6/912 10487-1000-M4C010-04 20589-10948-03231 24140-M4/10/SOHTCS/TC1D/DIN912 A0996-BN 4 M4 X 10mm CR6+FREE | ANIXTER OHTA FASTENAL COMPANY TR FORMAC DIV OF TR FASTENINGS BOSSARD | STM
1094 | 7 | 1 |  | CTAComponent | 5446209 | 1 | Release | Each | 1.0 | Table top driving rack fix plate |  |  | CCX
1095 | 6 | 7 |  | CTAComponent | 5438955 | 1 | Release | Each | 1.0 | Travel switch plate |  |  | CCX
1096 | 6 | 3 |  | CTAAssembly | 5453709 | 2 | Release | Each | 1.0 | Rear AL profile assembly |  |  | CCX
1097 | 7 | 1 |  | CTAComponent | 5438182 | 1 | Release | Each | 1.0 | Rear AL profile |  |  | CCX
1098 | 7 | 4 |  | CTAComponent | 5461779 | 1 | Release | Each | 1.0 | Rear protect plate fixing plate |  |  | CCX
1099 | 7 | 6 |  | CTAComponent | 1010-M4C012-14 | 2 | Release | Each | 9.0 | Phillips Flat Head Screw, ISO 7046, M4-0.7, X12mm Long, Grade 4.8 Steel, Zinc Plated, RoHS Fastener | 11060-M4C12MXFSTZ6/965A 20589-10948-03509 24140-M4/12/KPSTMC/TC1/DIN965 | ANIXTER FASTENAL COMPANY TR FORMAC DIV OF TR FASTENINGS | STM
1100 | 7 | 5 |  | CTAComponent | 1010-M4C008-14 | 1 | Release | Each | 7.0 | Phillips Flat Head Screw, ISO 7046, M4-0.7, X8mm Long, Grade 4.8 Steel, Zinc Plated, RoHS Fastener | 20589-10948-03507 11060-M4C8MXFSTZ6/965A | FASTENAL COMPANY ANIXTER | STM
1101 | 7 | 3 |  | CTAComponent | 5439747 | 1 | Release | Each | 1.0 | Rear polythene protecting plate |  |  | CCX
1102 | 7 | 2 |  | CTAAssembly | 5497426 | 1 | Release | Each | 1.0 | Protect plate support bracket |  |  | CCX
1103 | 8 | 2 |  | CTAComponent | 5450653 | 1 | Release | Each | 1.0 | Protect plate thicken plate |  |  | CCX
1104 | 8 | 1 |  | CTAComponent | 5497427 | 1 | Release | Each | 1.0 | Protect plate |  |  | CCX
1105 | 6 | 1 |  | CTAAssembly | 5453708 | 1 | Release | Each | 1.0 | Tabletop main frame assembly |  |  | CCX
1106 | 7 | 2 |  | CTAAssembly | 5461778 | 1 | Release | Each | 1.0 | Right support beam assembly |  |  | CCX
1107 | 8 | 2 |  | CTAComponent | 5441359 | 1 | Release | Each | 1.0 | Right beam extend plate |  |  | CCX
1108 | 8 | 3 |  | CTAAssembly | 5450654 | 1 | Release | Each | 1.0 | Driving rack fix bracket |  |  | CCX
1109 | 9 | 2 |  | CTAComponent | 5497436 | 1 | Release | Each | 1.0 | Right side plate |  |  | CCX
1110 | 9 | 3 |  | CTAComponent | 5497437 | 1 | Release | Each | 1.0 | Left side plate |  |  | CCX
1111 | 9 | 1 |  | CTAComponent | 5497435 | 1 | Release | Each | 1.0 | U shape plate |  |  | CCX
1112 | 8 | 1 |  | CTAComponent | 5461780 | 1 | Release | Each | 1.0 | Right support beam main frame |  |  | CCX
1113 | 8 | 5 |  | CTAComponent | 5451435 | 1 | Release | Each | 1.0 | Right beam rail support plate |  |  | CCX
1114 | 8 | 6 |  | CTAComponent | 5461027 | 1 | Release | Each | 2.0 | M5x16L machine pressure riveting screw |  |  | CCX
1115 | 8 | 4 |  | CTAComponent | 5439748 | 1 | Release | Each | 1.0 | Right beam top plate |  |  | CCX
1116 | 7 | 3 |  | CTAAssembly | 5445408 | 1 | Release | Each | 1.0 | Left support beam assembly |  |  | CCX
1117 | 8 | 2 |  | CTAComponent | 5442182 | 1 | Release | Each | 1.0 | Left beam front cover plate |  |  | CCX
1118 | 8 | 4 |  | CTAComponent | 5440511 | 1 | Release | Each | 1.0 | Left beam rear cover plate |  |  | CCX
1119 | 8 | 3 |  | CTAComponent | 5453105 | 1 | Release | Each | 1.0 | Left beam right cover |  |  | CCX
1120 | 8 | 1 |  | CTAComponent | 5446210 | 1 | Release | Each | 1.0 | Left beam main frame |  |  | CCX
1121 | 7 | 1 |  | CTAComponent | 5439746 | 1 | Release | Each | 2.0 | Front support beam |  |  | CCX
1122 | 7 | 5 |  | CTAComponent | 5449396 | 1 | Release | Each | 1.0 | Left beam support plate |  |  | CCX
1123 | 7 | 6 |  | CTAComponent | 5444567 | 1 | Release | Each | 1.0 | Left beam rail |  |  | CCX
1124 | 7 | 4 |  | CTAComponent | 5457975 | 1 | Release | Each | 2.0 | Carbon fiber board support plate |  |  | CCX
1125 | 7 | 7 |  | CTAComponent | 1000-M5C016-04 | 5 | Release | Each | 6.0 | Hexagon Socket Head Cap Screw, M5-0.8, X16mm Long, Grade 8.8 Steel, Zinc Plated, RoHS Fastener | 11060-M5C16KCSC9Z6/912 24140-M5/16/SOHTCS/TC1D/DIN912 10487-1000-M5C016-04 20589-ZS2540016ZP0000 A0996-BN 4 M5 x 16mm CR6+FREE | ANIXTER TR FORMAC DIV OF TR FASTENINGS OHTA FASTENAL COMPANY BOSSARD | STM
1126 | 7 | 8 |  | CTAComponent | 2106-M5-14 | 1 | Release | Each | 6.0 | Spring Lock Washer with Flat Ends JIS B1251, M5, Spring Stainless Steel, Rohs Fastener | 24140-2106-M5-14 | TR FORMAC DIV OF TR FASTENINGS | STM
1127 | 6 | 8 |  | CTAComponent | 5491722 | 1 | Release | Each | 1.0 | linear guide right protect plate |  |  | CCX
1128 | 6 | 2 |  | CTAComponent | 5460826 | 1 | Release | Each | 1.0 | Carbon fiber board |  |  | CCX
1129 | 6 | 12 |  | CTAComponent | 1000-M5C016-04 | 5 | Release | Each | 4.0 | Hexagon Socket Head Cap Screw, M5-0.8, X16mm Long, Grade 8.8 Steel, Zinc Plated, RoHS Fastener | 11060-M5C16KCSC9Z6/912 24140-M5/16/SOHTCS/TC1D/DIN912 10487-1000-M5C016-04 20589-ZS2540016ZP0000 A0996-BN 4 M5 x 16mm CR6+FREE | ANIXTER TR FORMAC DIV OF TR FASTENINGS OHTA FASTENAL COMPANY BOSSARD | STM
1130 | 6 | 13 |  | CTAComponent | 2000-M5-02 | 3 | Release | Each | 6.0 | Flat Washer, ISO7089, M5, Steel 140HV, Zinc Plated, RoHS Fastener | 11060-M5NWSFSTZ6/125A A0996-BN715 M5 CR6 Free 24140-M5/-/PWSTWA/TC1 20589-10948-03440 | ANIXTER BOSSARD TR FORMAC DIV OF TR FASTENINGS FASTENAL COMPANY | STM
1131 | 6 | 16 |  | CTAComponent | 1010-M4C012-14 | 2 | Release | Each | 15.0 | Phillips Flat Head Screw, ISO 7046, M4-0.7, X12mm Long, Grade 4.8 Steel, Zinc Plated, RoHS Fastener | 11060-M4C12MXFSTZ6/965A 20589-10948-03509 24140-M4/12/KPSTMC/TC1/DIN965 | ANIXTER FASTENAL COMPANY TR FORMAC DIV OF TR FASTENINGS | STM
1132 | 6 | 17 |  | CTAComponent | 1010-M4C008-14 | 1 | Release | Each | 6.0 | Phillips Flat Head Screw, ISO 7046, M4-0.7, X8mm Long, Grade 4.8 Steel, Zinc Plated, RoHS Fastener | 20589-10948-03507 11060-M4C8MXFSTZ6/965A | FASTENAL COMPANY ANIXTER | STM
1133 | 6 | 9 |  | CTAComponent | 1000-M8C025-04 | 3 | Release | Each | 8.0 | Hexagon Socket Head Cap Screw, M8-1.25, X25mm Long, Grade 8.8 Steel, Zinc Plated, RoHS Fastener | 11060-M8C25KCSC9Z6/912 20589-ZS2580025ZP0000 24140-M8/25/SOHTCS/TC1D/DIN912 10487-1000-M8C025-04 | ANIXTER FASTENAL COMPANY TR FORMAC DIV OF TR FASTENINGS OHTA | STM
1134 | 6 | 15 |  | CTAComponent | 3000-M5C-04 | 4 | Release | Each | 2.0 | Hexagon Nut, ISO4032, M5-0.8, Grade 8 Steel, Zinc Plated, RoHS Fastener | 20589-10948-03687 A0996-BN117 M5 CR6+FREE 24140-M5/-/HFH8-/TC1D/DIN934 11060-M5CNFHSTZ6/934 | FASTENAL COMPANY BOSSARD TR FORMAC DIV OF TR FASTENINGS ANIXTER | STM
1135 | 6 | 19 |  | CTAComponent | 5491724 | 1 | Release | Each | 1.0 | linear guide left protect plate |  |  | CCX
1136 | 6 | 14 |  | CTAComponent | 2106-M5-05 | 1 | Release | Each | 6.0 | SPRING LOCK WASHER WITH FLAT ENDS, JIS B 1251, M5 STEEL, ZINC PLATED RoHS FASTENER | A0996-BN 760 M5 CR6+FREE 24432-10948-06353 24140-M5/SPSTWA/TC1D/JIS B1251 | BOSSARD FASTENAL TR FORMAC DIV OF TR FASTENINGS | STM
1137 | 6 | 10 |  | CTAComponent | 2000-M8-02 | 2 | Release | Each | 8.0 | Flat Washer, ISO7089, M8, Steel 140HV, Zinc Plated, RoHS Fastener | 20589-10948-03442 11060-M8NWSFSTZ6/125A A0996-BN715 M8 CR6 Free 24140-M8/-/PWSTWA/TC1 | FASTENAL COMPANY ANIXTER BOSSARD TR FORMAC DIV OF TR FASTENINGS | STM
1138 | 6 | 11 |  | CTAComponent | C2106-M8-80 | 1 | Release | Each | 8.0 | GB_T 93，M8，Spring Steel，Black Oxide finish，RoHS Fastener | 25114-M8/-/SRSTWA/BO/GB93 | TR FORMAC SHANGHAI PTE LTD | HLE
1139 | 6 | 18 |  | CTAComponent | 5492900 | 1 | Release | Each | 24.0 | M4-12L_GB822 |  |  | CCX
1140 | 5 | 18 |  | CTAAssembly | 5457759 | 6 | Release | Each | 1.0 | Tube column assembly |  |  | CCX
1141 | 6 | 1 |  | CTAAssembly | 5460017 | 1 | Release | Each | 1.0 | Column ASM |  |  | CCX
1142 | 7 | 2 |  | CTAComponent | 5440476 | 1 | Release | Each | 1.0 | Rack |  |  | CCX
1143 | 7 | 3 |  | CTAComponent | 5458681 | 1 | Release | Each | 4.0 | Nut column A |  |  | CCX
1144 | 7 | 1 |  | CTAAssembly | 5450622 | 1 | Release | Each | 1.0 | Column |  |  | CCX
1145 | 8 | 2 |  | CTAComponent | 5458680 | 1 | Release | Each | 1.0 | Back plate |  |  | CCX
1146 | 8 | 4 |  | CTAComponent | 5442944 | 1 | Release | Each | 1.0 | Reinforce plate A |  |  | CCX
1147 | 8 | 3 |  | CTAComponent | 5462454 | 1 | Release | Each | 1.0 | Baseplate |  |  | CCX
1148 | 8 | 1 |  | CTAComponent | 5460984 | 1 | Release | Each | 1.0 | U plate |  |  | CCX
1149 | 8 | 10 |  | CTAComponent | 5461743 | 1 | Release | Each | 2.0 | Steel rod |  |  | CCX
1150 | 8 | 9 |  | CTAComponent | 5453068 | 1 | Release | Each | 1.0 | Plate |  |  | CCX
1151 | 8 | 6 |  | CTAComponent | 5443728 | 1 | Release | Each | 1.0 | Reinforce plate C |  |  | CCX
1152 | 8 | 8 |  | CTAComponent | 5449358 | 1 | Release | Each | 1.0 | Reinforce plate E |  |  | CCX
1153 | 8 | 7 |  | CTAComponent | 5457928 | 1 | Release | Each | 1.0 | Reinforce plate D |  |  | CCX
1154 | 8 | 5 |  | CTAComponent | 5440475 | 1 | Release | Each | 1.0 | Reinforce plate B |  |  | CCX
1155 | 8 | 12 |  | CTAComponent | 5494238 | 1 | Release | Each | 2.0 | Limited block |  |  | CCX
1156 | 8 | 13 |  | CTAComponent | 1000-M4C008-04 | 6 | Release | Each | 2.0 | Hexagon Socket Head Cap Screw, ISO 4762, M4-0.7, X8mm Long, Grade 8.8 Steel, Zinc Plated, RoHS Fastener | 20589-10948-03230 11060-M4C8KCSC9Z6/912 10487-1000-M4C008-04 A0996-BN 4 M4 X 8mm CR6+FRE 24140-M4/8/SOHTCS/TC1D/ISO4762 | FASTENAL COMPANY ANIXTER OHTA BOSSARD TR FORMAC DIV OF TR FASTENINGS | STM
1157 | 8 | 11 |  | CTAComponent | 5494237 | 1 | Release | Each | 8.0 | Reinforce column |  |  | CCX
1158 | 7 | 6 |  | CTAComponent | 1000-M5C016-04 | 5 | Release | Each | 30.0 | Hexagon Socket Head Cap Screw, M5-0.8, X16mm Long, Grade 8.8 Steel, Zinc Plated, RoHS Fastener | 11060-M5C16KCSC9Z6/912 24140-M5/16/SOHTCS/TC1D/DIN912 10487-1000-M5C016-04 20589-ZS2540016ZP0000 A0996-BN 4 M5 x 16mm CR6+FREE | ANIXTER TR FORMAC DIV OF TR FASTENINGS OHTA FASTENAL COMPANY BOSSARD | STM
1159 | 7 | 5 |  | CTAComponent | 5454546 | 1 | Release | Each | 2.0 | Linear Guides |  |  | CCX
1160 | 7 | 9 |  | CTAComponent | 2106-M5-14 | 1 | Release | Each | 34.0 | Spring Lock Washer with Flat Ends JIS B1251, M5, Spring Stainless Steel, Rohs Fastener | 24140-2106-M5-14 | TR FORMAC DIV OF TR FASTENINGS | STM
1161 | 7 | 10 |  | CTAComponent | C2106-M6-02 | 3 | Release | Each | 6.0 | Spring Lock Washer, M6, Zinc plated, Rohs Fastener | 24140-C2106-M6-02 | TR FORMAC DIV OF TR FASTENINGS | HLE
1162 | 7 | 8 |  | CTAComponent | 2000-M5-03 | 5 | Release | Each | 4.0 | Flat Washer, ISO7089, M5, Steel 200HV, Zinc Plated, RoHS Fastener | A0996-BN343-M5 CR3 11060-M5NWSFSTZ6/125ATP 20589-10948-03456 24140-M5/-/PWSTWA/TC1/DIN125 10487-7130111-5 | BOSSARD ANIXTER FASTENAL COMPANY TR FORMAC DIV OF TR FASTENINGS OHTA | STM
1163 | 7 | 7 |  | CTAComponent | 1000-M6C016-04 | 4 | Release | Each | 6.0 | Hexagon Socket Head Cap Screw, M6-1, X16mm Long, Grade 8.8 Steel, Zinc Plated, RoHS Fastener | 20589-10948-03239 10487-1000-M6C016-04 24140-M6/16/SOHTCS/TC1D/DIN912 11060-M6C16KCSC9Z6/912 A0996-BN 4 M6 x 16mm CR6+FREE | FASTENAL COMPANY OHTA TR FORMAC DIV OF TR FASTENINGS ANIXTER BOSSARD | STM
1164 | 7 | 11 |  | CTAComponent | 3000-M5C-04 | 4 | Release | Each | 4.0 | Hexagon Nut, ISO4032, M5-0.8, Grade 8 Steel, Zinc Plated, RoHS Fastener | 20589-10948-03687 A0996-BN117 M5 CR6+FREE 24140-M5/-/HFH8-/TC1D/DIN934 11060-M5CNFHSTZ6/934 | FASTENAL COMPANY BOSSARD TR FORMAC DIV OF TR FASTENINGS ANIXTER | STM
1165 | 7 | 4 |  | CTAComponent | 5181222 | 2 | Release | Each | 2.0 | Close cover |  |  | HLE
1166 | 6 | 4 |  | CTAAssembly | 5452892 | 1 | Release | Each | 1.0 | Column movement motor ASM |  |  | CCX
1167 | 7 | 2 |  | CTAComponent | 5445994 | 1 | Release | Each | 1.0 | Motor mounting plate |  |  | CCX
1168 | 7 | 1 |  | CTAComponent | 5437963 | 1 | Release | Each | 1.0 | Drive gear |  |  | CCX
1169 | 7 | 5 |  | CTAComponent | 5436857 | 1 | Release | Each | 1.0 | Potentiometer gear B |  |  | CCX
1170 | 7 | 4 |  | CTAComponent | 5461746 | 1 | Release | Each | 1.0 | Potentiometer gear A |  |  | CCX
1171 | 7 | 3 |  | CTAComponent | 5441131 | 1 | Release | Each | 1.0 | Potentiometer mounting plate |  |  | CCX
1172 | 7 | 8 |  | CTAComponent | 1000-M4C008-04 | 6 | Release | Each | 6.0 | Hexagon Socket Head Cap Screw, ISO 4762, M4-0.7, X8mm Long, Grade 8.8 Steel, Zinc Plated, RoHS Fastener | 20589-10948-03230 11060-M4C8KCSC9Z6/912 10487-1000-M4C008-04 A0996-BN 4 M4 X 8mm CR6+FRE 24140-M4/8/SOHTCS/TC1D/ISO4762 | FASTENAL COMPANY ANIXTER OHTA BOSSARD TR FORMAC DIV OF TR FASTENINGS | STM
1173 | 7 | 7 |  | CTAComponent | 5457710 | 1 | Release | Each | 1.0 | Table column SID potentiometer and cable |  |  | HLE
1174 | 7 | 6 |  | CTAComponent | 5446779 | 1 | Release | Each | 1.0 | Column movement motor and gear box assembly |  |  | HLE
1175 | 7 | 11 |  | CTAComponent | 2000-M6-03 | 3 | Release | Each | 8.0 | Flat Washer, ISO7089, M6, Steel 200HV, Zinc Plated, RoHS Fastener | 20589-10948-03457 10487-2000-M6-03 11060-M6NWSFSTZ6/125ATP 24140-M6/-/PWSTWA/TC1/DIN125 | FASTENAL COMPANY OHTA ANIXTER TR FORMAC DIV OF TR FASTENINGS | STM
1176 | 7 | 10 |  | CTAComponent | 1003-M6C016-22 | 2 | Release | Each | 4.0 | Hexagon Socket Button Head Screw, M6-1, X16mm Long, Grade10.9 Steel, Black Oxide, RoHS Fastener | 11060-M6C16KBCC2/7380 A0996-1020749 20589-10948-03335 | ANIXTER BOSSARD FASTENAL COMPANY | STM
1177 | 7 | 9 |  | CTAComponent | 1000-M6C016-04 | 4 | Release | Each | 4.0 | Hexagon Socket Head Cap Screw, M6-1, X16mm Long, Grade 8.8 Steel, Zinc Plated, RoHS Fastener | 20589-10948-03239 10487-1000-M6C016-04 24140-M6/16/SOHTCS/TC1D/DIN912 11060-M6C16KCSC9Z6/912 A0996-BN 4 M6 x 16mm CR6+FREE | FASTENAL COMPANY OHTA TR FORMAC DIV OF TR FASTENINGS ANIXTER BOSSARD | STM
1178 | 7 | 12 |  | CTAComponent | C2106-M6-02 | 3 | Release | Each | 8.0 | Spring Lock Washer, M6, Zinc plated, Rohs Fastener | 24140-C2106-M6-02 | TR FORMAC DIV OF TR FASTENINGS | HLE
1179 | 6 | 6 |  | CTAAssembly | 5456207 | 1 | Release | Each | 1.0 | Motor driver ASM |  |  | CCX
1180 | 7 | 3 |  | CTAComponent | 1000-M3C006-04 | 5 | Release | Each | 4.0 | Hexagon Socket Head Cap Screw, ISO 4762, M3-0.5, X6mm Long, Grade 8.8 Steel, Zinc Plated, RoHS Fastener | 20589-10948-03224 10487-1000-M3C006-04 24140-M3/6/SOHTCS/TC1D/DIN912 11060-M3C6KCSC9Z6/912 A0996-BN 4 M3 X 6mm CR6+FREE | FASTENAL COMPANY OHTA TR FORMAC DIV OF TR FASTENINGS ANIXTER BOSSARD | STM
1181 | 7 | 1 |  | CTAComponent | 5457761 | 1 | Release | Each | 1.0 | Motor driver bracket |  |  | CCX
1182 | 7 | 5 |  | CTAComponent | 2106-M3-05 | 2 | Release | Each | 4.0 | Spring Lock Washer with Flat Ends JIS B1251, M3, Spring Steel, Zinc Plated, Rohs Fastener | 24140-MEP M3/SPSTWA/TC1D/JIS B1251 | TR FORMAC DIV OF TR FASTENINGS | STM
1183 | 7 | 4 |  | CTAComponent | 2000-M3-03 | 2 | Release | Each | 4.0 | WASHER PLAIN - LARGE 3.2 MM 7 MM , HV200, Steel, Zinc plate RoHS Washer | 10487-2000-M3-03 23983-6083737 24140-200-M3-03 | OHTA BOSSARD CHINA TR FORMAC DIV OF TR FASTENINGS | STM
1184 | 7 | 2 |  | ECCCollectorPart | 5476848 | 3 | Release | Each | 1.0 | PT800+ SID Motor Driver collector |  |  | HLE
1185 | 8 |  | f2 | CTAComponent | 5459814 | 3 | Release | Each | 1.0 | PS800R SID Motor Driver |  |  | CCX
1186 | 6 | 8 |  | CTAAssembly | 5449655 | 1 | Release | Each | 1.0 | Compressor driven wheel ASM |  |  | CCX
1187 | 7 | 1 |  | CTAComponent | 5453899 | 1 | Release | Each | 1.0 | Driven wheel mounting block |  |  | CCX
1188 | 7 | 3 |  | CTAComponent | 5449816 | 1 | Release | Each | 1.0 | Shaft sleeve A |  |  | CCX
1189 | 7 | 5 |  | CTAComponent | 5461748 | 1 | Release | Each | 1.0 | Driven wheel shaft |  |  | CCX
1190 | 7 | 4 |  | CTAComponent | 5447781 | 1 | Release | Each | 1.0 | Compressor driven wheel |  |  | CCX
1191 | 7 | 2 |  | CTAComponent | 5438918 | 1 | Release | Each | 1.0 | Driven wheel mounting base |  |  | CCX
1192 | 7 | 7 |  | CTAComponent | 5452244 | 1 | Release | Each | 2.0 | Bearing NSK 6900 |  |  | CCX
1193 | 7 | 8 |  | CTAComponent | 5494372 | 1 | Release | Each | 1.0 | Circlip for hole-GB893.1-86 22 Series Fastener Drawing RoHS Compliant |  |  | CCX
1194 | 7 | 9 |  | CTAComponent | C5001-M10-02 | 1 | Release | Each | 1.0 | GB_T 894.1，M10，Spring Steel，Black Oxide finish，RoHS Fastener | 25114-M10/-/-STSR/BO/GB894.1 | TR FORMAC SHANGHAI PTE LTD | HLE
1195 | 7 | 6 |  | CTAComponent | 5445365 | 1 | Release | Each | 1.0 | Shaft sleeve B |  |  | CCX
1196 | 7 | 13 |  | CTAComponent | C2106-M6-02 | 3 | Release | Each | 2.0 | Spring Lock Washer, M6, Zinc plated, Rohs Fastener | 24140-C2106-M6-02 | TR FORMAC DIV OF TR FASTENINGS | HLE
1197 | 7 | 12 |  | CTAComponent | 2000-M6-03 | 3 | Release | Each | 2.0 | Flat Washer, ISO7089, M6, Steel 200HV, Zinc Plated, RoHS Fastener | 20589-10948-03457 10487-2000-M6-03 11060-M6NWSFSTZ6/125ATP 24140-M6/-/PWSTWA/TC1/DIN125 | FASTENAL COMPANY OHTA ANIXTER TR FORMAC DIV OF TR FASTENINGS | STM
1198 | 7 | 11 |  | CTAComponent | 1000-M6C035-04 | 2 | Release | Each | 2.0 | Hexagon Socket Head Cap Screw, M6-1, X35mm Long, Grade 8.8 Steel, Zinc Plated, RoHS Fastener | 11060-M6C35KCSC9Z6/912 20589-ZS2550035ZP0000 10487-1000-M6C035-04 | ANIXTER FASTENAL COMPANY OHTA | STM
1199 | 7 | 10 |  | CTAComponent | 1000-M4C008-04 | 6 | Release | Each | 2.0 | Hexagon Socket Head Cap Screw, ISO 4762, M4-0.7, X8mm Long, Grade 8.8 Steel, Zinc Plated, RoHS Fastener | 20589-10948-03230 11060-M4C8KCSC9Z6/912 10487-1000-M4C008-04 A0996-BN 4 M4 X 8mm CR6+FRE 24140-M4/8/SOHTCS/TC1D/ISO4762 | FASTENAL COMPANY ANIXTER OHTA BOSSARD TR FORMAC DIV OF TR FASTENINGS | STM
1200 | 6 | 7 |  | CTAAssembly | 5457760 | 1 | Release | Each | 1.0 | Compressor ASM |  |  | CCX
1201 | 7 | 2 |  | CTAComponent | 5457164 | 1 | Release | Each | 2.0 | Mounting block |  |  | CCX
1202 | 7 | 4 |  | CTAAssembly | 5450625 | 2 | Release | Each | 1.0 | Guide shaft B ASM |  |  | CCX
1203 | 8 | 2 |  | CTAAssembly | 5436858 | 2 | Release | Each | 1.0 | Connecting shaft ASM |  |  | CCX
1204 | 9 | 2 |  | CTAComponent | 5459439 | 2 | Release | Each | 1.0 | Connecting shaft |  |  | CCX
1205 | 9 | 1 |  | CTAComponent | 5442945 | 1 | Release | Each | 1.0 | Linear bearing housing |  |  | CCX
1206 | 8 | 3 |  | CTAAssembly | 5449359 | 1 | Release | Each | 1.0 | Connecting shaft bracket ASM |  |  | CCX
1207 | 9 | 2 |  | CTAComponent | 5462455 | 1 | Release | Each | 1.0 | Connecting shaft bracket B |  |  | CCX
1208 | 9 | 1 |  | CTAComponent | 5441306 | 1 | Release | Each | 1.0 | Connecting shaft bracket A |  |  | CCX
1209 | 8 | 1 |  | CTAComponent | 5436065 | 1 | Release | Each | 1.0 | Guide shaft B |  |  | CCX
1210 | 8 | 7 |  | CTAComponent | 5458683 | 1 | Release | Each | 2.0 | BEARING LME16UU |  |  | CCX
1211 | 8 | 6 |  | CTAComponent | 5494294 | 1 | Release | Each | 2.0 | Circlip for hole-GB893.1-86 26 Series Fastener Drawing RoHS Compliant |  |  | CCX
1212 | 8 | 5 |  | CTAComponent | 5462456 | 2 | Release | Each | 1.0 | Decorative pipe |  |  | CCX
1213 | 8 | 8 |  | CTAComponent | 5497563 | 1 | Release | Each | 1.0 | Bearing TOK DR-40-H17 |  |  | CCX
1214 | 8 | 4 |  | CTAComponent | 5497564 | 1 | Release | Each | 1.0 | Shaft sleeve |  |  | CCX
1215 | 7 | 5 |  | CTAComponent | 5441305 | 1 | Release | Each | 1.0 | Balance block |  |  | CCX
1216 | 7 | 3 |  | CTAComponent | 5438144 | 1 | Release | Each | 2.0 | Guide shaft A |  |  | CCX
1217 | 7 | 1 |  | CTAComponent | 5437363 | 1 | Release | Each | 1.0 | Compressor baseplate |  |  | CCX
1218 | 7 | 10 |  | CTAComponent | 5461747 | 1 | Release | Each | 1.0 | Cup fixing screw |  |  | CCX
1219 | 7 | 9 |  | CTAComponent | 5438917 | 1 | Release | Each | 1.0 | Cup connecting part |  |  | CCX
1220 | 7 | 7 |  | CTAComponent | 5447780 | 1 | Release | Each | 1.0 | Balance block bracket |  |  | CCX
1221 | 7 | 8 |  | CTAComponent | 5454713 | 2 | Release | Each | 1.0 | Cup connecting pipe |  |  | CCX
1222 | 7 | 6 |  | CTAComponent | 5449815 | 1 | Release | Each | 4.0 | Balance block guide sleeve |  |  | CCX
1223 | 7 | 12 |  | CTAComponent | 5437364 | 1 | Release | Each | 1.0 | End plate |  |  | CCX
1224 | 7 | 11 |  | CTAAssembly | 5455577 | 1 | Release | Each | 1.0 | Guideway ASM |  |  | CCX
1225 | 8 | 1 |  | CTAComponent | 5436861 | 1 | Release | Each | 1.0 | Guideway |  |  | CCX
1226 | 8 | 4 |  | CTAComponent | 5444512 | 1 | Release | Each | 2.0 | Plate 3 |  |  | CCX
1227 | 8 | 3 |  | CTAComponent | 5446971 | 1 | Release | Each | 1.0 | Plate 2 |  |  | CCX
1228 | 8 | 2 |  | CTAComponent | 5453897 | 1 | Release | Each | 1.0 | Plate 1 |  |  | CCX
1229 | 7 | 16 |  | CTAComponent | 1000-M4C012-04 | 4 | Release | Each | 1.0 | Hexagon Socket Head Cap Screw, M4-0.7, X12mm Long, Grade 8.8 Steel, Zinc Plated, RoHS Fastener | 11060-M4C12KCSC9Z6/912 24140-M4/12/SOHTCS/TC1D/DIN912 20589-10948-03232 10487-1000-M4C012-04 A0996-BN 4 M4 X 12mm CR6+FREE | ANIXTER TR FORMAC DIV OF TR FASTENINGS FASTENAL COMPANY OHTA BOSSARD | STM
1230 | 7 | 17 |  | CTAComponent | 1000-M4C025-04 | 3 | Release | Each | 8.0 | Hexagon Socket Head Cap Screw, M4-0.7, X25mm Long, Grade 8.8 Steel, Zinc Plated, RoHS Fastener | 11060-M4C25KCSC9Z6/912 24140-M4/25/HHSTBL/TC1D 20589-10948-03235 10487-1000-M4C025-04 | ANIXTER TR FORMAC DIV OF TR FASTENINGS FASTENAL COMPANY OHTA | STM
1231 | 7 | 15 |  | CTAComponent | 5450657 | 1 | Release | Each | 4.0 | M4x10_GB973 |  |  | CCX
1232 | 7 | 14 |  | CTAComponent | 5476931 | 1 | Release | Each | 1.0 | Compressor cup |  |  | HLE
1233 | 7 | 13 |  | CTAComponent | 5494304 | 1 | Release | Each | 1.0 | Guide block |  |  | CCX
1234 | 7 | 20 |  | CTAComponent | 2000-M4-03 | 3 | Release | Each | 1.0 | FLAT WASHER - NORMAL SERIES, ISO 7089, M4 CLASS 200H STEEL, ZINC PLATED RoHS FASTENER | 24140-M4/-/PWSTWA/TC1/DIN125 10487-2000-M4-03 A0996-BN 343 M4 CR6+FREE 24432-11103691 11060-M4NWSFSTZ6/125ATP | TR FORMAC DIV OF TR FASTENINGS OHTA BOSSARD FASTENAL ANIXTER | STM
1235 | 7 | 21 |  | CTAComponent | C2106-M4-02 | 3 | Release | Each | 9.0 | Spring Lock Washer, M4, Zinc plated, Rohs Fastener | 24140-C2106-M4-02 | TR FORMAC DIV OF TR FASTENINGS | HLE
1236 | 7 | 19 |  | CTAComponent | 1010-M4C006-14 | 2 | Release | Each | 3.0 | Phillips Flat Head Screw, ISO 7046, M4-0.7, X6mm Long, Grade 4.8 Steel, Zinc Plated, RoHS Fastener | 11060-M4C6MXFSTZ6/965A A0996-BN 388 M4-0.7 x 6mm CR6+FREE 12217-25030-109 | ANIXTER BOSSARD MIDWEST PRODUCTS & ENGINEERING | STM
1237 | 7 | 18 |  | CTAComponent | 1010-M3C006-14 | 1 | Release | Each | 8.0 | Phillips Flat Head Screw, ISO 7046, M3-0.5, X6mm Long, Grade 4.8 Steel, Zinc Plated, RoHS Fastener | 20589-10948-03501 11060-M3C6MXFSTZ6/965A | FASTENAL COMPANY ANIXTER | STM
1238 | 7 | 22 |  | CTAComponent | 5494305 | 1 | Release | Each | 1.0 | Adjusting sleeve |  |  | CCX
1239 | 6 | 5 |  | CTAAssembly | 5452893 | 1 | Release | Each | 1.0 | Tube rotate switch ASM |  |  | CCX
1240 | 7 | 2 |  | CTAComponent | 5448409 | 2 | Release | Each | 1.0 | MICRO SWITCH |  |  | HLE
1241 | 7 | 4 |  | CTAComponent | 5459257 | 1 | Release | Each | 1.0 | thread hole plate |  |  | CCX
1242 | 7 | 3 |  | CTAComponent | C1213-M4C030-14 | 1 | Release | Each | 2.0 | GB_T 9074.8，M4x30mm，Grade 4.8 Steel，Zinc finish，RoHS Fastener | 25114-M4/30/PPSTPS/TC1/GB9074.8 | TR FORMAC SHANGHAI PTE LTD | HLE
1243 | 7 | 1 |  | CTAComponent | 5443553 | 1 | Release | Each | 1.0 | Tube rotate micro switch bracket |  |  | CCX
1244 | 7 | 6 |  | CTAComponent | 5447590 | 1 | Release | Each | 1.0 | through hole plate |  |  | CCX
1245 | 7 | 5 |  | CTAComponent | 5460819 | 1 | Release | Each | 1.0 | insulation piece |  |  | CCX
1246 | 6 | 3 |  | CTAAssembly | 5461566 | 1 | Release | Each | 1.0 | Column movement assembly |  |  | CCX
1247 | 7 | 2 |  | CTAComponent | 5459438 | 1 | Release | Each | 1.0 | Cover plate A |  |  | CCX
1248 | 7 | 3 |  | CTAComponent | 5447779 | 1 | Release | Each | 2.0 | SID limited block A |  |  | CCX
1249 | 7 | 1 |  | CTAAssembly | 5453896 | 1 | Release | Each | 1.0 | L column |  |  | CCX
1250 | 8 | 1 |  | CTAComponent | 5494269 | 2 | Release | Each | 1.0 | L column |  |  | CCX
1251 | 8 | 4 |  | CTAComponent | 5446169 | 1 | Release | Each | 2.0 | L column reinforce plate A |  |  | CCX
1252 | 8 | 3 |  | CTAComponent | 5436856 | 1 | Release | Each | 1.0 | Tube bracket mounting plate |  |  | CCX
1253 | 8 | 2 |  | CTAComponent | 5457931 | 1 | Release | Each | 1.0 | Slider mounting plate |  |  | CCX
1254 | 8 | 6 |  | CTAComponent | 5459436 | 1 | Release | Each | 1.0 | L column reinforce plate C |  |  | CCX
1255 | 8 | 7 |  | CTAComponent | 5446970 | 1 | Release | Each | 8.0 | Nut column B |  |  | CCX
1256 | 8 | 5 |  | CTAComponent | 5456389 | 1 | Release | Each | 4.0 | L column reinforce plate B |  |  | CCX
1257 | 7 | 5 |  | CTAComponent | 5494271 | 1 | Release | Each | 2.0 | Cable bracket |  |  | CCX
1258 | 7 | 6 |  | CTAComponent | 5451397 | 1 | Release | Each | 4.0 | Linear Guides Slider |  |  | CCX
1259 | 7 | 4 |  | CTAComponent | 5455576 | 1 | Release | Each | 1.0 | Cover plate B |  |  | CCX
1260 | 7 | 8 |  | CTAComponent | 1000-M5C012-04 | 5 | Release | Each | 6.0 | Hexagon Socket Head Cap Screw, M5-0.8, X12mm Long, Grade 8.8 Steel, Zinc Plated, RoHS Fastener | 11060-M5C12KCSC9Z6/912 10487-1000-M5C012-04 24140-M5/12/SOHTCS/TC1D/DIN912 20589-ZS2540012ZP0000 A0996-BN 3 M5x12mm CR6+FREE | ANIXTER OHTA TR FORMAC DIV OF TR FASTENINGS FASTENAL COMPANY BOSSARD | STM
1261 | 7 | 7 |  | CTAComponent | 1000-M4C008-04 | 6 | Release | Each | 4.0 | Hexagon Socket Head Cap Screw, ISO 4762, M4-0.7, X8mm Long, Grade 8.8 Steel, Zinc Plated, RoHS Fastener | 20589-10948-03230 11060-M4C8KCSC9Z6/912 10487-1000-M4C008-04 A0996-BN 4 M4 X 8mm CR6+FRE 24140-M4/8/SOHTCS/TC1D/ISO4762 | FASTENAL COMPANY ANIXTER OHTA BOSSARD TR FORMAC DIV OF TR FASTENINGS | STM
1262 | 7 | 11 |  | CTAComponent | 2000-M4-03 | 3 | Release | Each | 4.0 | FLAT WASHER - NORMAL SERIES, ISO 7089, M4 CLASS 200H STEEL, ZINC PLATED RoHS FASTENER | 24140-M4/-/PWSTWA/TC1/DIN125 10487-2000-M4-03 A0996-BN 343 M4 CR6+FREE 24432-11103691 11060-M4NWSFSTZ6/125ATP | TR FORMAC DIV OF TR FASTENINGS OHTA BOSSARD FASTENAL ANIXTER | STM
1263 | 7 | 10 |  | CTAComponent | 1010-M4C006-14 | 2 | Release | Each | 8.0 | Phillips Flat Head Screw, ISO 7046, M4-0.7, X6mm Long, Grade 4.8 Steel, Zinc Plated, RoHS Fastener | 11060-M4C6MXFSTZ6/965A A0996-BN 388 M4-0.7 x 6mm CR6+FREE 12217-25030-109 | ANIXTER BOSSARD MIDWEST PRODUCTS & ENGINEERING | STM
1264 | 7 | 9 |  | CTAComponent | 1000-M5C025-04 | 3 | Release | Each | 14.0 | Hexagon Socket Head Cap Screw, M5-0.8, X25mm Long, Grade 8.8 Steel, Zinc Plated, RoHS Fastener | 11060-M5C25KCSC9Z6/912 25114-1000-M5C025-04 20589-11103214 10487-1000-M5C025-04 | ANIXTER TR FORMAC SHANGHAI PTE LTD FASTENAL COMPANY OHTA | STM
1265 | 7 | 13 |  | CTAComponent | 2106-M5-14 | 1 | Release | Each | 20.0 | Spring Lock Washer with Flat Ends JIS B1251, M5, Spring Stainless Steel, Rohs Fastener | 24140-2106-M5-14 | TR FORMAC DIV OF TR FASTENINGS | STM
1266 | 7 | 14 |  | CTAComponent | C2106-M4-02 | 3 | Release | Each | 4.0 | Spring Lock Washer, M4, Zinc plated, Rohs Fastener | 24140-C2106-M4-02 | TR FORMAC DIV OF TR FASTENINGS | HLE
1267 | 7 | 12 |  | CTAComponent | 2000-M5-03 | 5 | Release | Each | 14.0 | Flat Washer, ISO7089, M5, Steel 200HV, Zinc Plated, RoHS Fastener | A0996-BN343-M5 CR3 11060-M5NWSFSTZ6/125ATP 20589-10948-03456 24140-M5/-/PWSTWA/TC1/DIN125 10487-7130111-5 | BOSSARD ANIXTER FASTENAL COMPANY TR FORMAC DIV OF TR FASTENINGS OHTA | STM
1268 | 6 | 2 |  | CTAAssembly | 5455398 | 1 | Release | Each | 2.0 | Column micro switch ASM |  |  | CCX
1269 | 7 | 1 |  | CTAComponent | 5461567 | 1 | Release | Each | 1.0 | SID micro switch bracket |  |  | CCX
1270 | 7 | 3 |  | CTAComponent | C1213-M4C030-14 | 1 | Release | Each | 2.0 | GB_T 9074.8，M4x30mm，Grade 4.8 Steel，Zinc finish，RoHS Fastener | 25114-M4/30/PPSTPS/TC1/GB9074.8 | TR FORMAC SHANGHAI PTE LTD | HLE
1271 | 7 | 5 |  | CTAComponent | 5460819 | 1 | Release | Each | 1.0 | insulation piece |  |  | CCX
1272 | 7 | 4 |  | CTAComponent | 5459257 | 1 | Release | Each | 1.0 | thread hole plate |  |  | CCX
1273 | 7 | 2 |  | CTAComponent | 5448409 | 2 | Release | Each | 1.0 | MICRO SWITCH |  |  | HLE
1274 | 7 | 6 |  | CTAComponent | 5447590 | 1 | Release | Each | 1.0 | through hole plate |  |  | CCX
1275 | 6 | 12 |  | CTAAssembly | 5449656 | 1 | Release | Each | 1.0 | Cup holder assembly |  |  | CCX
1276 | 7 | 2 |  | CTAComponent | 5448605 | 1 | Release | Each | 1.0 | Rotating shaft |  |  | CCX
1277 | 7 | 4 |  | CTAComponent | 5458684 | 1 | Release | Each | 1.0 | Barium cup |  |  | CCX
1278 | 7 | 5 |  | CTAComponent | 1010-M5C016-14 | 1 | Release | Each | 1.0 | Phillips Flat Head Screw, ISO 7046, M5-0.8, X16mm Long, Grade 4.8 Steel, Zinc Plated, RoHS Fastener | 20589-10948-03516 11060-M5C16MXFSTZ6/965A | FASTENAL COMPANY ANIXTER | STM
1279 | 7 | 3 |  | CTAComponent | 5439705 | 1 | Release | Each | 1.0 | Cup bracket |  |  | CCX
1280 | 7 | 1 |  | CTAAssembly | 5446172 | 1 | Release | Each | 1.0 | Cup fixed ASM |  |  | CCX
1281 | 8 | 2 |  | CTAComponent | 5445367 | 1 | Release | Each | 1.0 | Support pipe |  |  | CCX
1282 | 8 | 1 |  | CTAComponent | 5460205 | 1 | Release | Each | 1.0 | Base |  |  | CCX
1283 | 7 | 6 |  | CTAComponent | C1213-M3C006-14 | 1 | Release | Each | 2.0 | GB_T 9074.8，M3x6mm，Grade 4.8 Steel，Zinc finish，RoHS Fastener | 25114-M3/6/PPSTPS/TC1/GB9074.8 | TR FORMAC SHANGHAI PTE LTD | HLE
1284 | 6 | 13 |  | CTAAssembly | 5453902 | 1 | Release | Each | 1.0 | Back cover assembly |  |  | CCX
1285 | 7 | 1 |  | CTAComponent | 5441133 | 1 | Release | Each | 1.0 | Back cover |  |  | CCX
1286 | 7 | 4 |  | CTAComponent | 5494388 | 1 | Release | Each | 1.0 | Reinforce plate |  |  | CCX
1287 | 7 | 3 |  | CTAComponent | 5443789 | 1 | Release | Each | 1.0 | Mounting plate |  |  | CCX
1288 | 7 | 2 |  | CTAComponent | 5441309 | 1 | Release | Each | 6.0 | Cushion block |  |  | CCX
1289 | 6 | 14 |  | CTAComponent | 5454547 | 1 | Release | Each | 1.0 | Cable bracket |  |  | CCX
1290 | 6 | 16 |  | CTAAssembly | 5437161 | 3 | Release | Each | 1.0 | Inner MIC assembly |  |  | CCX
1291 | 6 | 15 |  | CTAComponent | 5456391 | 1 | Release | Each | 2.0 | Electromagnetic brake cover |  |  | CCX
1292 | 6 | 11 |  | CTAAssembly | 5437186 | 1 | Release | Each | 1.0 | Column cover assembly |  |  | CCX
1293 | 7 | 2 |  | CTAComponent | 5440479 | 1 | Release | Each | 1.0 | MIC base |  |  | CCX
1294 | 7 | 3 |  | CTAComponent | 5494384 | 1 | Release | Each | 1.0 | Sleeve |  |  | CCX
1295 | 7 | 1 |  | CTAAssembly | 5456390 | 1 | Release | Each | 1.0 | Front cover ASM |  |  | CCX
1296 | 8 | 2 |  | CTAComponent | 5459441 | 1 | Release | Each | 1.0 | Speaker base |  |  | CCX
1297 | 8 | 1 |  | CTAComponent | 5443731 | 1 | Release | Each | 1.0 | Front cover |  |  | CCX
1298 | 8 | 6 |  | CTAComponent | 5436067 | 1 | Release | Each | 1.0 | Front cover bracket 2 |  |  | CCX
1299 | 8 | 5 |  | CTAComponent | 5449818 | 1 | Release | Each | 1.0 | Speaker mounting plate |  |  | CCX
1300 | 8 | 4 |  | CTAComponent | 5453071 | 1 | Release | Each | 4.0 | Front cover bracket 1 |  |  | CCX
1301 | 8 | 3 |  | CTAComponent | 5453901 | 1 | Release | Each | 2.0 | Nut column C |  |  | CCX
1302 | 8 | 7 |  | CTAComponent | 5442144 | 1 | Release | Each | 1.0 | Reinforce plate |  |  | CCX
1303 | 6 | 10 |  | CTAAssembly | 5453712 | 1 | Release | Each | 1.0 | Compressor micro swich ASM |  |  | CCX
1304 | 7 | 2 |  | CTAComponent | 5461564 | 2 | Release | Each | 1.0 | MICRO SWITCH |  |  | HLE
1305 | 7 | 4 |  | CTAComponent | 5459257 | 1 | Release | Each | 1.0 | thread hole plate |  |  | CCX
1306 | 7 | 3 |  | CTAComponent | C1213-M4C030-14 | 1 | Release | Each | 2.0 | GB_T 9074.8，M4x30mm，Grade 4.8 Steel，Zinc finish，RoHS Fastener | 25114-M4/30/PPSTPS/TC1/GB9074.8 | TR FORMAC SHANGHAI PTE LTD | HLE
1307 | 7 | 1 |  | CTAComponent | 5447606 | 1 | Release | Each | 1.0 | Compressor micro swich bracket |  |  | CCX
1308 | 7 | 6 |  | CTAComponent | 5447590 | 1 | Release | Each | 1.0 | through hole plate |  |  | CCX
1309 | 7 | 5 |  | CTAComponent | 5460819 | 1 | Release | Each | 1.0 | insulation piece |  |  | CCX
1310 | 6 | 9 |  | CTAAssembly | 5437965 | 1 | Release | Each | 1.0 | Compressor motor and gear box ASM |  |  | CCX
1311 | 7 | 2 |  | CTAComponent | 5437964 | 4 | Release | Each | 1.0 | Compressor motor and gear box assembly |  |  | CCX
1312 | 7 | 3 |  | CTAComponent | 1000-M4C012-04 | 4 | Release | Each | 2.0 | Hexagon Socket Head Cap Screw, M4-0.7, X12mm Long, Grade 8.8 Steel, Zinc Plated, RoHS Fastener | 11060-M4C12KCSC9Z6/912 24140-M4/12/SOHTCS/TC1D/DIN912 20589-10948-03232 10487-1000-M4C012-04 A0996-BN 4 M4 X 12mm CR6+FREE | ANIXTER TR FORMAC DIV OF TR FASTENINGS FASTENAL COMPANY OHTA BOSSARD | STM
1313 | 7 | 1 |  | CTAComponent | 5460829 | 1 | Release | Each | 1.0 | Compressor driving wheel |  |  | CCX
1314 | 6 | 22 |  | CTAComponent | 1000-M5C016-04 | 5 | Release | Each | 4.0 | Hexagon Socket Head Cap Screw, M5-0.8, X16mm Long, Grade 8.8 Steel, Zinc Plated, RoHS Fastener | 11060-M5C16KCSC9Z6/912 24140-M5/16/SOHTCS/TC1D/DIN912 10487-1000-M5C016-04 20589-ZS2540016ZP0000 A0996-BN 4 M5 x 16mm CR6+FREE | ANIXTER TR FORMAC DIV OF TR FASTENINGS OHTA FASTENAL COMPANY BOSSARD | STM
1315 | 6 | 19 |  | CTAComponent | 1000-M4C008-04 | 6 | Release | Each | 15.0 | Hexagon Socket Head Cap Screw, ISO 4762, M4-0.7, X8mm Long, Grade 8.8 Steel, Zinc Plated, RoHS Fastener | 20589-10948-03230 11060-M4C8KCSC9Z6/912 10487-1000-M4C008-04 A0996-BN 4 M4 X 8mm CR6+FRE 24140-M4/8/SOHTCS/TC1D/ISO4762 | FASTENAL COMPANY ANIXTER OHTA BOSSARD TR FORMAC DIV OF TR FASTENINGS | STM
1316 | 6 | 20 |  | CTAComponent | 1000-M4C012-04 | 4 | Release | Each | 8.0 | Hexagon Socket Head Cap Screw, M4-0.7, X12mm Long, Grade 8.8 Steel, Zinc Plated, RoHS Fastener | 11060-M4C12KCSC9Z6/912 24140-M4/12/SOHTCS/TC1D/DIN912 20589-10948-03232 10487-1000-M4C012-04 A0996-BN 4 M4 X 12mm CR6+FREE | ANIXTER TR FORMAC DIV OF TR FASTENINGS FASTENAL COMPANY OHTA BOSSARD | STM
1317 | 6 | 21 |  | CTAComponent | 1000-M5C012-04 | 5 | Release | Each | 6.0 | Hexagon Socket Head Cap Screw, M5-0.8, X12mm Long, Grade 8.8 Steel, Zinc Plated, RoHS Fastener | 11060-M5C12KCSC9Z6/912 10487-1000-M5C012-04 24140-M5/12/SOHTCS/TC1D/DIN912 20589-ZS2540012ZP0000 A0996-BN 3 M5x12mm CR6+FREE | ANIXTER OHTA TR FORMAC DIV OF TR FASTENINGS FASTENAL COMPANY BOSSARD | STM
1318 | 6 | 18 |  | CTAAssembly | 5444084 | 2 | Release | Each | 1.0 | SPK assembly |  |  | CCX
1319 | 6 | 17 |  | CTAComponent | 5440286 | 2 | Release | Each | 1.0 | terminal board |  |  | CCX
1320 | 6 | 26 |  | CTAComponent | 1003-M4C012-31 | 2 | Release | Each | 10.0 | Hexagon Socket Button Head Screw, M4-0.7, X12mm Long, A2-70 Stainless Steel, Passivate, RoHS Fastener | 20589-10948-03353 A0996-1348825 11060-M4C12KBCSJ/7380 | FASTENAL COMPANY BOSSARD ANIXTER | STM
1321 | 6 | 27 |  | CTAComponent | 1007-M4C010-14 | 2 | Release | Each | 13.0 | Phillips Pan Head Screw, ISO 7045, M4-0.7, X10mm Long, Grade 4.8 Steel, Zinc Plated, RoHS Fastener | 11060-M4C10MXPSTZ6/7985 20589-10948-03570 24140-M4/10/PPSTMC/TC1/ISO7045 | ANIXTER FASTENAL COMPANY TR FORMAC DIV OF TR FASTENINGS | STM
1322 | 6 | 28 |  | CTAComponent | 1010-M4C006-14 | 2 | Release | Each | 24.0 | Phillips Flat Head Screw, ISO 7046, M4-0.7, X6mm Long, Grade 4.8 Steel, Zinc Plated, RoHS Fastener | 11060-M4C6MXFSTZ6/965A A0996-BN 388 M4-0.7 x 6mm CR6+FREE 12217-25030-109 | ANIXTER BOSSARD MIDWEST PRODUCTS & ENGINEERING | STM
1323 | 6 | 29 |  | CTAComponent | 2000-M4-03 | 3 | Release | Each | 28.0 | FLAT WASHER - NORMAL SERIES, ISO 7089, M4 CLASS 200H STEEL, ZINC PLATED RoHS FASTENER | 24140-M4/-/PWSTWA/TC1/DIN125 10487-2000-M4-03 A0996-BN 343 M4 CR6+FREE 24432-11103691 11060-M4NWSFSTZ6/125ATP | TR FORMAC DIV OF TR FASTENINGS OHTA BOSSARD FASTENAL ANIXTER | STM
1324 | 6 | 24 |  | CTAComponent | 1000-M6C016-04 | 4 | Release | Each | 4.0 | Hexagon Socket Head Cap Screw, M6-1, X16mm Long, Grade 8.8 Steel, Zinc Plated, RoHS Fastener | 20589-10948-03239 10487-1000-M6C016-04 24140-M6/16/SOHTCS/TC1D/DIN912 11060-M6C16KCSC9Z6/912 A0996-BN 4 M6 x 16mm CR6+FREE | FASTENAL COMPANY OHTA TR FORMAC DIV OF TR FASTENINGS ANIXTER BOSSARD | STM
1325 | 6 | 25 |  | CTAComponent | 1000-M8C025-04 | 3 | Release | Each | 4.0 | Hexagon Socket Head Cap Screw, M8-1.25, X25mm Long, Grade 8.8 Steel, Zinc Plated, RoHS Fastener | 11060-M8C25KCSC9Z6/912 20589-ZS2580025ZP0000 24140-M8/25/SOHTCS/TC1D/DIN912 10487-1000-M8C025-04 | ANIXTER FASTENAL COMPANY TR FORMAC DIV OF TR FASTENINGS OHTA | STM
1326 | 6 | 23 |  | CTAComponent | 1000-M5C020-04 | 4 | Release | Each | 2.0 | Hexagon Socket Head Cap Screw, M5-0.8, X20mm Long, Grade 8.8 Steel, Zinc Plated, RoHS Fastener | 11060-M5C20KCSC9Z6/912 24140-M5/20/SOHTCS/TC1D/DIN912 10487-1000-M5C020-04 20589-11103212 A0996-BN 4 M5 x 20mm CR6+FREE | ANIXTER TR FORMAC DIV OF TR FASTENINGS OHTA FASTENAL COMPANY BOSSARD | STM
1327 | 6 | 34 |  | CTAComponent | 5445416-3 | 1 | Release | Each | 1.0 | AVID PRODUCTS STEEL P-CLAMP or R-clamp DIA7.9, WIDE9.7,19243 SCP-5-323-203 |  |  | HLE
1328 | 6 | 35 |  | CTAComponent | C2106-M4-02 | 3 | Release | Each | 36.0 | Spring Lock Washer, M4, Zinc plated, Rohs Fastener | 24140-C2106-M4-02 | TR FORMAC DIV OF TR FASTENINGS | HLE
1329 | 6 | 36 |  | CTAComponent | C2106-M6-02 | 3 | Release | Each | 4.0 | Spring Lock Washer, M6, Zinc plated, Rohs Fastener | 24140-C2106-M6-02 | TR FORMAC DIV OF TR FASTENINGS | HLE
1330 | 6 | 32 |  | CTAComponent | 2106-M5-14 | 1 | Release | Each | 12.0 | Spring Lock Washer with Flat Ends JIS B1251, M5, Spring Stainless Steel, Rohs Fastener | 24140-2106-M5-14 | TR FORMAC DIV OF TR FASTENINGS | STM
1331 | 6 | 33 |  | CTAComponent | 5445416-2 | 1 | Release | Each | 5.0 | AVID PRODUCTS STEEL P-CLAMP or R-clamp DIA6.4, WIDE9.7, 19243-SCP-4-323-203 |  |  | HLE
1332 | 6 | 31 |  | CTAComponent | 2000-M8-03 | 2 | Release | Each | 5.0 | Flat Washer, ISO7089, M8, Steel 200HV, Zinc Plated, RoHS Fastener | 11060-M8NWSFSTZ6/125ATP 20589-10948-03458 25114-2000-M8-03 | ANIXTER FASTENAL COMPANY TR FORMAC SHANGHAI PTE LTD | STM
1333 | 6 | 30 |  | CTAComponent | 2000-M5-03 | 5 | Release | Each | 10.0 | Flat Washer, ISO7089, M5, Steel 200HV, Zinc Plated, RoHS Fastener | A0996-BN343-M5 CR3 11060-M5NWSFSTZ6/125ATP 20589-10948-03456 24140-M5/-/PWSTWA/TC1/DIN125 10487-7130111-5 | BOSSARD ANIXTER FASTENAL COMPANY TR FORMAC DIV OF TR FASTENINGS OHTA | STM
1334 | 6 | 43 |  | CTAComponent | C1213-M3C016-14 | 1 | Release | Each | 2.0 | GB_T 9074.8，M3x16mm，Grade 4.8 Steel，Zinc finish，RoHS Fastener | 25114-M3/16/PPSTPS/TC1/GB9074.8 | TR FORMAC SHANGHAI PTE LTD | HLE
1335 | 6 | 40 |  | CTAComponent | 5456972 | 2 | Release | Each | 1.0 | compressor resistor 152R |  |  | CCX
1336 | 6 | 41 |  | CTAComponent | 5457946 | 1 | Release | Each | 8.0 | RICHCO FTH-7A1-RT FLAT TIE HOLDER 25.4x25.4x7.1mm, ACCOMODATES 5x2mm |  |  | HLE
1337 | 6 | 42 |  | CTAComponent | 5445188 | 1 | Release | Each | 1.0 | Compressor chain |  |  | CCX
1338 | 6 | 39 |  | CTAComponent | 5456441 | 1 | Release | Each | 3.0 | KANG YANG nylon Cable Clamp P-Clamp CC-1S width9.2mm, bolt hole5.4mm, Dia3.2mm |  |  | HLE
1339 | 6 | 37 |  | CTAComponent | C2106-M8-80 | 1 | Release | Each | 5.0 | GB_T 93，M8，Spring Steel，Black Oxide finish，RoHS Fastener | 25114-M8/-/SRSTWA/BO/GB93 | TR FORMAC SHANGHAI PTE LTD | HLE
1340 | 6 | 46 |  | CTAComponent | C1213-M3C010-14 | 1 | Release | Each | 4.0 | GB_T 9074.8，M3x10mm，Grade 4.8 Steel，Zinc finish，RoHS Fastener | 25114-M3/10/PPSTPS/TC1/GB9074.8 | TR FORMAC SHANGHAI PTE LTD | HLE
1341 | 6 | 47 |  | CTAComponent | 5438150 | 3 | Release | Each | 4.0 | Support Pole |  |  | HLE
1342 | 6 | 45 |  | CTAComponent | 1000-M8C055-04 | 1 | Release | Each | 1.0 | Hexagon Socket Head Cap Screw, M8-1.25, X55mm Long, Grade 8.8 Steel, Zinc Plated, RoHS Fastener | 10487-1000-M8C055-04 | OHTA | STM
1343 | 6 | 44 |  | CTAComponent | 5168929 | 1 | Release | Each | 2.0 | copper socket |  |  | HLE
1344 | 6 | 48 |  | CTAComponent | 5497434 | 1 | Release | Each | 2.0 | Cable bracket 2 |  |  | CCX
1345 | 6 | 38 |  | CTAComponent | 2001-M5-03 | 1 | Release | Each | 2.0 | Large Flat Washer, ISO7093, M5, Steel 200HV, Zinc Plated, RoHS Fastener | 11060-M5NWFESTZ6/9021TH 20589-10948-03485 | ANIXTER FASTENAL COMPANY | STM
1346 | 6 | 50 |  | CTAComponent | 5502206 | 1 | Release | Each | 2.0 | cable clamp 2 |  |  | CCX
1347 | 6 | 51 |  | CTAComponent | C1213-M4C012-14 | 1 | Release | Each | 4.0 | GB_T 9074.8，M4x12mm，Grade 4.8 Steel，Zinc finish，RoHS Fastener | 25114-M4/12/PPSTPS/TC1/GB9074.8 | TR FORMAC SHANGHAI PTE LTD | HLE
1348 | 6 | 49 |  | CTAAssembly | 5500184 | 1 | Release | Each | 1.0 | cable clamp base |  |  | CCX
1349 | 7 | 2 |  | CTAComponent | 5498757 | 1 | Release | Each | 1.0 | Mounting Block |  |  | CCX
1350 | 7 | 4 |  | CTAComponent | 5492966 | 1 | Release | Each | 1.0 | Circlip for shaft-GB894.1-86 15 Series Fastener Drawing RoHS Compliant |  |  | CCX
1351 | 7 | 3 |  | CTAComponent | 5500183 | 1 | Release | Each | 1.0 | Mounting plate |  |  | CCX
1352 | 7 | 1 |  | CTAAssembly | 5457746 | 1 | Release | Each | 1.0 | base for cable clamp |  |  | CCX
1353 | 8 | 2 |  | CTAComponent | 5441352 | 1 | Release | Each | 1.0 | Joint Column |  |  | CCX
1354 | 8 | 1 |  | CTAComponent | 5449848 | 1 | Release | Each | 1.0 | Base Board |  |  | CCX
1355 | 5 | 13 |  | CTAComponent | 5439530 | 2 | Release | Each | 1.0 | Foot_up Cover |  |  | HLE
1356 | 5 | 12 |  | CTAAssembly | 5441941 | 1 | Release | Each | 1.0 | Cover For Column Moving Motor |  |  | HLE
1357 | 6 | 2 |  | CTAComponent | 5446203 | 1 | Release | Each | 1.0 | Cover II |  |  | HLE
1358 | 6 | 1 |  | CTAComponent | 5436098 | 1 | Release | Each | 1.0 | Cover I |  |  | HLE
1359 | 6 | 3 |  | CTAComponent | 5456421 | 2 | Release | Each | 1.0 | Cover III |  |  | HLE
1360 | 5 | 11 |  | CTAAssembly | 5451209 | 1 | Release | Each | 1.0 | Foot Cover Welding Assembly |  |  | HLE
1361 | 6 | 2 |  | CTAComponent | 5453091 | 1 | Release | Each | 3.0 | Joint Block |  |  | HLE
1362 | 6 | 1 |  | CTAComponent | 5457195 | 1 | Release | Each | 1.0 | Foot Cover |  |  | HLE
1363 | 5 | 16 |  | CTAComponent | 5436664 | 1 | Release | Each | 7.0 | Base Close Cover |  |  | HLE
1364 | 5 | 10 |  | CTAAssembly | 5459259 | 2 | Release | Each | 1.0 | Base Motor Cover |  |  | HLE
1365 | 6 | 2 |  | CTAComponent | 5437391 | 1 | Release | Each | 1.0 | Base Motor Cover II |  |  | HLE
1366 | 6 | 3 |  | CTAComponent | 5440486 | 1 | Release | Each | 1.0 | Cover For Protecting Mouse |  |  | HLE
1367 | 6 | 1 |  | CTAComponent | 5445396 | 2 | Release | Each | 1.0 | Base Motor Cover I |  |  | CCX
1368 | 6 | 4 |  | CTAComponent | C1213-M3C006-14 | 1 | Release | Each | 2.0 | GB_T 9074.8，M3x6mm，Grade 4.8 Steel，Zinc finish，RoHS Fastener | 25114-M3/6/PPSTPS/TC1/GB9074.8 | TR FORMAC SHANGHAI PTE LTD | HLE
1369 | 5 | 36 |  | CTAAssembly | 5452945 | 6 | Release | Each | 1.0 | Table Electrical Control Unit |  |  | CCX
1370 | 6 | 7 |  | CTAComponent | 1007-M2C008-31 | 1 | Release | Each | 2.0 | Phillips Pan Head Screw, ISO 7045, M2-0.4, X8mm Long, A2-70 Stainless Steel, Passivate, RoHS Fastener | 20589-10948-03589 | FASTENAL COMPANY | STM
1371 | 6 | 6 |  | CTAComponent | 5453489 | 3 | Release | Each | 1.0 | Table Board DC Power Cable |  |  | CCX
1372 | 6 | 9 |  | CTAComponent | 5445416-2 | 1 | Release | Each | 4.0 | AVID PRODUCTS STEEL P-CLAMP or R-clamp DIA6.4, WIDE9.7, 19243-SCP-4-323-203 |  |  | HLE
1373 | 6 | 1 |  | CTAAssembly | 5453695 | 3 | Release | Each | 1.0 | Electrical Bracket Welding Assembly |  |  | HLE
1374 | 7 | 2 |  | CTAComponent | 5438150 | 3 | Release | Each | 12.0 | Support Pole |  |  | HLE
1375 | 7 | 1 |  | CTAComponent | 5474161 | 3 | Release | Each | 1.0 | Electrical Bracket |  |  | HLE
1376 | 6 | 10 |  | CTAComponent | 5445416-3 | 1 | Release | Each | 2.0 | AVID PRODUCTS STEEL P-CLAMP or R-clamp DIA7.9, WIDE9.7,19243 SCP-5-323-203 |  |  | HLE
1377 | 6 | 2 |  | CTAComponent | 5440911 | 2 | Release | Each | 1.0 | Switch Power |  |  | CCX
1378 | 6 | 8 |  | CTAComponent | C1213-M4C008-14 | 1 | Release | Each | 10.0 | GB_T 9074.8，M4x8mm，Grade 4.8 Steel，Zinc finish，RoHS Fastener | 25114-M4/8/PPSTPS/TC1/GB9074.8 | TR FORMAC SHANGHAI PTE LTD | HLE
1379 | 6 | 13 |  | CTAComponent | C1213-M3C008-14 | 1 | Release | Each | 12.0 | GB_T 9074.8，M3x8mm，Grade 4.8 Steel，Zinc finish，RoHS Fastener | 25114-M3/8/PPSTPS/TC1/GB9074.8 | TR FORMAC SHANGHAI PTE LTD | HLE
1380 | 5 | 25 |  | CTAComponent | 1010-M4C006-14 | 2 | Release | Each | 1.0 | Phillips Flat Head Screw, ISO 7046, M4-0.7, X6mm Long, Grade 4.8 Steel, Zinc Plated, RoHS Fastener | 11060-M4C6MXFSTZ6/965A A0996-BN 388 M4-0.7 x 6mm CR6+FREE 12217-25030-109 | ANIXTER BOSSARD MIDWEST PRODUCTS & ENGINEERING | STM
1381 | 5 | 26 |  | CTAComponent | 1010-M5C010-14 | 1 | Release | Each | 8.0 | Phillips Flat Head Screw, ISO 7046, M5-0.8, X10mm Long, Grade 4.8 Steel, Zinc Plated, RoHS Fastener | 20589-10948-03514 11060-M5C10MXFSTZ6/965A | FASTENAL COMPANY ANIXTER | STM
1382 | 5 | 34 |  | CTAComponent | 5457946 | 1 | Release | Each | 1.0 | RICHCO FTH-7A1-RT FLAT TIE HOLDER 25.4x25.4x7.1mm, ACCOMODATES 5x2mm |  |  | HLE
1383 | 5 | 30 |  | CTAComponent | 2000-M12-03 | 1 | Release | Each | 8.0 | Flat Washer, ISO7089, M12, Steel 200HV, Zinc Plated, RoHS Fastener | 11060-M12NWSFSTZ6/125ATP 20589-10948-03460 | ANIXTER FASTENAL COMPANY | STM
1384 | 5 | 31 |  | CTAComponent | 2000-M8-03 | 2 | Release | Each | 8.0 | Flat Washer, ISO7089, M8, Steel 200HV, Zinc Plated, RoHS Fastener | 11060-M8NWSFSTZ6/125ATP 20589-10948-03458 25114-2000-M8-03 | ANIXTER FASTENAL COMPANY TR FORMAC SHANGHAI PTE LTD | STM
1385 | 5 | 3 |  | CTAComponent | 5443770 | 1 | Release | Each | 1.0 | Cable bracket |  |  | HLE
1386 | 5 | 20 |  | CTAComponent | 5454749 | 1 | Release | Each | 1.0 | Cable cover |  |  | HLE
1387 | 5 | 19 |  | CTAComponent | 5441118 | 1 | Release | Each | 1.0 | Energy Chain |  |  | HLE
1388 | 5 | 28 |  | CTAComponent | C1213-M4C012-14 | 1 | Release | Each | 33.0 | GB_T 9074.8，M4x12mm，Grade 4.8 Steel，Zinc finish，RoHS Fastener | 25114-M4/12/PPSTPS/TC1/GB9074.8 | TR FORMAC SHANGHAI PTE LTD | HLE
1389 | 5 | 41 |  | ECCCollectorPart | 5488204 | 5 | Release | Each | 1.0 | PT800+ table cable collector 2 |  |  | CCX
1390 | 6 |  | Table Frequency Inverter1 signal cable | CTAComponent | 5451810 | 2 | Release | Each | 1.0 | Table Frequency Inverter1 signal cable |  |  | HLE
1391 | 6 |  | Table Relay power cable | CTAComponent | 5444956 | 1 | Release | Each | 1.0 | Table Relay power cable |  |  | HLE
1392 | 6 |  | Table tilt motor power cable | CTAComponent | 5448361 | 2 | Release | Each | 1.0 | Table tilt motor power cable |  |  | HLE
1393 | 6 |  | Table column compressor motor Cable 1 | CTAComponent | 5454313 | 1 | Release | Each | 1.0 | Table column compressor motor Cable 1 |  |  | HLE
1394 | 6 |  | Table column SID potentiometer and cable | CTAComponent | 5457710 | 1 | Release | Each | 1.0 | Table column SID potentiometer and cable |  |  | HLE
1395 | 6 |  | Table column compressor motor Cable 3 | CTAComponent | 5444278 | 3 | Release | Each | 1.0 | Table column compressor motor Cable 3 |  |  | CCX
1396 | 6 |  | Table column SID and Compressor Limit Switch Cable 1 | CTAComponent | 5450221 | 2 | Release | Each | 1.0 | Table column SID and Compressor Limit Switch Cable 1 |  |  | HLE
1397 | 6 |  | Table tilt over LS Assy SW cable | CTAComponent | 5447377 | 1 | Release | Each | 1.0 | Table tilt over LS Assy SW cable |  |  | HLE
1398 | 6 |  | Table column Up Switch Limit Cable | CTAComponent | 5445779 | 1 | Release | Each | 1.0 | Table column Up Switch Limit Cable |  |  | HLE
1399 | 6 |  | Table column Down Switch Limit Cable | CTAComponent | 5453488 | 1 | Release | Each | 1.0 | Table column Down Switch Limit Cable |  |  | HLE
1400 | 6 |  | Table top motor limit switch cable | CTAComponent | 5451808 | 1 | Release | Each | 1.0 | Table top motor limit switch cable |  |  | HLE
1401 | 6 |  | Table tilt stop LS Assy SW cable | CTAComponent | 5453492 | 1 | Release | Each | 1.0 | Table tilt stop LS Assy SW cable |  |  | HLE
1402 | 6 |  | Table column SID motor Cable | CTAComponent | 5448362 | 1 | Release | Each | 1.0 | Table column SID motor Cable |  |  | HLE
1403 | 6 |  | Table Key board Cable | CTAComponent | 5450223 | 2 | Release | Each | 1.0 | Table Key board Cable |  |  | HLE
1404 | 6 |  | Table II base ground cable | CTAComponent | 5452844 | 1 | Release | Each | 1.0 | Table II base ground cable |  |  | HLE
1405 | 6 |  | Table Limit SW cable | CTAComponent | 5436968 | 1 | Release | Each | 1.0 | Table Limit SW cable |  |  | HLE
1406 | 6 |  | Table column UD Switch Limit Cable | CTAComponent | 5438532 | 1 | Release | Each | 1.0 | Table column UD Switch Limit Cable |  |  | HLE
1407 | 6 |  | Table TOP LR motor RC Contact Suppression Cable | CTAComponent | 5451991 | 1 | Release | Each | 2.0 | Table TOP LR motor RC Contact Suppression Cable |  |  | HLE
1408 | 6 |  | Table cover base ground cable | CTAComponent | 5453650 | 1 | Release | Each | 1.0 | Table cover base ground cable |  |  | HLE
1409 | 6 |  | Table TOP LR motor base ground cable | CTAComponent | 5441077 | 1 | Release | Each | 1.0 | Table TOP LR motor base ground cable |  |  | HLE
1410 | 6 |  | Table TOP ground cable | CTAComponent | 5445136 | 3 | Release | Each | 1.0 | Table TOP ground cable |  |  | HLE
1411 | 6 |  | Table intercom communication Cable | CTAComponent | 5436985 | 3 | Release | Each | 1.0 | Table intercom communication Cable |  |  | HLE
1412 | 6 |  | Table cassette absence cable 2 | CTAComponent | 5448191 | 1 | Release | Each | 1.0 | Table cassette absence cable 2 |  |  | HLE
1413 | 6 |  | Table TOP LR motor cable | CTAComponent | 5437749 | 1 | Release | Each | 1.0 | Table TOP LR motor cable |  |  | HLE
1414 | 6 |  | Table Frequency Inverter2 signal cable | CTAComponent | 5440915 | 3 | Release | Each | 1.0 | Table Frequency Inverter2 signal cable |  |  | HLE
1415 | 6 |  | Table column UD Motor Power Cable | CTAComponent | 5448194 | 1 | Release | Each | 1.0 | Table column UD Motor Power Cable |  |  | HLE
1416 | 6 |  | Table Compressor Motor Cable 2 | CTAComponent | 5452648 | 1 | Release | Each | 1.0 | Table Compressor Motor Cable 2 |  |  | HLE
1417 | 6 |  | Table cassette absence Cable 1 | CTAComponent | 5440910 | 3 | Release | Each | 1.0 | Table cassette absence Cable 1 |  |  | HLE
1418 | 6 |  | Table SID and Compressor Switch Limit Cable 2 | CTAComponent | 5451807 | 1 | Release | Each | 1.0 | Table SID and Compressor Switch Limit Cable 2 |  |  | HLE
1419 | 6 |  | TABLE POWER HARNESS | CTAComponent | 5462125 | 3 | Release | Each | 1.0 | TABLE POWER HARNESS |  |  | HLE
1420 | 6 |  | Table Console Spot Control Input cable | CTAComponent | 5441717 | 4 | Release | Each | 1.0 | Table Console Spot Control Input cable |  |  | HLE
1421 | 6 |  | Table Console Move Control Input Cable | CTAComponent | 5440085 | 4 | Release | Each | 1.0 | Table Console Move Control Input Cable |  |  | HLE
1422 | 6 |  | Table motor board power cable | CTAComponent | 5440086 | 3 | Release | Each | 1.0 | Table motor board power cable |  |  | HLE
1423 | 6 |  | Table Switch Power A1P1 Input Cable | CTAComponent | 5446565 | 2 | Release | Each | 1.0 | Table Switch Power A1P1 Input Cable |  |  | HLE
1424 | 6 |  | Table tube tilt stop power cable | CTAComponent | 5447378 | 1 | Release | Each | 1.0 | Tube stop power cable |  |  | HLE
1425 | 6 |  | Table column UD motor base ground cable | CTAComponent | 5448364 | 1 | Release | Each | 1.0 | Table column UD motor base ground cable |  |  | HLE
1426 | 6 |  | Table In-Room Console Move Control Input Cable | CTAComponent | 5460784 | 4 | Release | Each | 1.0 | Table In-Room Console Move Control Input Cable |  |  | CCX
1427 | 6 |  | Table A1-boards frame ground cable | CTAComponent | 5454489 | 2 | Release | Each | 1.0 | Table A1-boards frame ground cable |  |  | HLE
1428 | 6 |  | Table column Tower A6 base ground cable | CTAComponent | 5453649 | 1 | Release | Each | 1.0 | Table column Tower A6 base ground cable |  |  | HLE
1429 | 5 | 38 |  | ECCCollectorPart | 5480084 | 3 | Release | Each | 1.0 | tabel label collector |  |  | CCX
1430 | 6 | 2 |  | CTAComponent | 5453686 | 1 | Release | Each | 1.0 | Fuse specification label |  |  | HLE
1431 | 6 | 6 |  | CTAComponent | 5449185 | 1 | Release | Each | 1.0 | Cassette size label |  |  | HLE
1432 | 6 | 1 |  | CTAComponent | 5485146 | 1 | Release | Each | 1.0 | limit switch label |  |  | CCX
1433 | 6 | 3 |  | CTAComponent | 5484970 | 1 | Release | Each | 4.0 | Position number label |  |  | CCX
1434 | 6 | 5 |  | CTAComponent | 5484944 | 1 | Release | Each | 16.0 | function grounding symbol label |  |  | CCX
1435 | 6 | 4 |  | CTAComponent | 5454527 | 1 | Release | Each | 23.0 | Grounding symbol label |  |  | HLE
1436 | 5 | 39 |  | ECCCollectorPart | 5441176 | 2 | Release | Each | 1.0 | Table cable collector |  |  | CCX
1437 | 6 | 2 |  | CTAComponent | 5451168 | 1 | Release | Each | 1.0 | II Ground Cable |  |  | HLE
1438 | 6 | 3 |  | CTAComponent | 5456926 | 4 | Release | Each | 1.0 | Table tube fan and Cable |  |  | CCX
1439 | 6 | 5 |  | CTAComponent | 5460616 | 5 | Release | Each | 1.0 | Table Tube tilt Stop cable |  |  | CCX
1440 | 6 | 9 |  | CTAComponent | 5440079 | 3 | Release | Each | 1.0 | Table SID Driver Control Cable |  |  | HLE
1441 | 6 | 8 |  | CTAComponent | 5457544 | 3 | Release | Each | 1.0 | Table Tube tilt Button and pitching limit SW Cable |  |  | CCX
1442 | 6 | 4 |  | CTAComponent | 5448190 | 1 | Release | Each | 1.0 | Table column SID Motor Driver Power Cable |  |  | HLE
1443 | 6 | 1 |  | CTAComponent | 5448207 | 1 | Release | Each | 1.0 | II Power Cable to Bulkhead J432 |  |  | HLE
1444 | 6 | 11 |  | CTAComponent | 5437143 | 3 | Release | Each | 1.0 | Table tube 0 degree SW cable |  |  | CCX
1445 | 6 | 14 |  | CTAComponent | 5452651 | 2 | Release | Each | 1.0 | Collimator Power cable |  |  | HLE
1446 | 6 | 15 |  | CTAComponent | 5443491 | 3 | Release | Each | 1.0 | Collimator ground cable |  |  | HLE
1447 | 6 | 12 |  | CTAComponent | 5451809 | 1 | Release | Each | 1.0 | Table SID potentiometer Cable |  |  | HLE
1448 | 6 | 10 |  | CTAComponent | 5459961 | 1 | Release | Each | 1.0 | Table SID motor base ground cable |  |  | HLE
1449 | 6 | 13 |  | CTAComponent | 5456779-2 | 2 | Release | Each | 1.0 | Collimator control cable 1-new |  |  | CCX
1450 | 5 | 40 |  | ECCCollectorPart | 5442003 | 5 | Release | Each | 1.0 | Table Accessary Collector |  |  | CCX
1451 | 6 | 5 |  | CTAComponent | C1213-M4C012-14 | 1 | Release | Each | 2.0 | GB_T 9074.8，M4x12mm，Grade 4.8 Steel，Zinc finish，RoHS Fastener | 25114-M4/12/PPSTPS/TC1/GB9074.8 | TR FORMAC SHANGHAI PTE LTD | HLE
1452 | 6 | 1 |  | CTAComponent | 5452031 | 2 | Release | Each | 1.0 | Cable Plastic Pipe |  |  | HLE
1453 | 6 | 6 |  | CTAComponent | 1010-M4C012-14 | 2 | Release | Each | 4.0 | Phillips Flat Head Screw, ISO 7046, M4-0.7, X12mm Long, Grade 4.8 Steel, Zinc Plated, RoHS Fastener | 11060-M4C12MXFSTZ6/965A 20589-10948-03509 24140-M4/12/KPSTMC/TC1/DIN965 | ANIXTER FASTENAL COMPANY TR FORMAC DIV OF TR FASTENINGS | STM
1454 | 6 | 10 |  | CTAComponent | 5500984 | 1 | Release | Each | 1.0 | Cable sleeve 4 |  |  | CCX
1455 | 6 | 8 |  | CTAComponent | 5500982 | 1 | Release | Each | 1.0 | Cable sleeve 2 |  |  | CCX
1456 | 6 | 9 |  | CTAComponent | 5500983 | 1 | Release | Each | 3.0 | Cable sleeve 3 |  |  | CCX
1457 | 6 | 7 |  | CTAComponent | 5500979 | 1 | Release | Each | 2.0 | Cable sleeve 1 |  |  | CCX
1458 | 6 | 12 |  | CTAComponent | 5500987 | 1 | Release | Each | 1.0 | Cable sleeve 6 |  |  | CCX
1459 | 6 | 11 |  | CTAComponent | 5500986 | 1 | Release | Each | 1.0 | Cable sleeve 5 |  |  | CCX
1460 | 5 | 37 |  | CTAComponent | 1007-M4C020-14 | 1 | Release | Each | 2.0 | Phillips Pan Head Screw, ISO 7045, M4-0.7, X20mm Long, Grade 4.8 Steel, Zinc Plated, RoHS Fastener | 20589-10948-03573 11060-M4C20MXPSTZ6/7985 | FASTENAL COMPANY ANIXTER | STM
1461 | 4 | 13 |  | CTAComponent | 5456160 | 2 | Release | Each | 1.0 | Table Board Interface Cable1 |  |  | CCX
1462 | 4 | 14 |  | ECCCollectorPart | 5498545 | 1 | Release | Each | 1.0 | pt800+ table fuse collector |  |  | CCX
1463 | 5 |  | 10A fuse | CTAComponent | 5438741 | 1 | Release | Each | 2.0 | 10A fuse |  |  | HLE
1464 | 5 |  | 2A fuse | CTAComponent | 5438743 | 1 | Release | Each | 2.0 | 2A fuse |  |  | HLE
1465 | 5 |  | 4A fuse | CTAComponent | 5449858 | 1 | Release | Each | 1.0 | 4A Fuse |  |  | HLE
1466 | 4 | 10 |  | CTAComponent | 5450106 | 1 | Release | Each | 1.0 | Grid for Precision THUNIS-800+ |  |  | HLE
1467 | 4 | 9 |  | CTAAssembly | 5473935 | 4 | Release | Each | 1.0 | Intercom Board Assembly |  |  | CCX
1468 | 5 | 2 |  | CTACircuitBoard | 5451492 | 4 | Release | Each | 1.0 | Intercom Board PWA |  |  | CCX
1469 | 6 |  | CR13, CR14 | CTAComponent | 5483033 | 1 | Release | Each | 2.0 | ULTRA LOW CAPACITANCE TVS ARRAY of 24V STAND-OFF VOLTAGE |  |  | HLE
1470 | 6 |  | U8 | CTAOOC | 5454247 | 2 | Not Recommended | Each | 1.0 | CONVERTER DAC, 24BIT, 192 KHZ, 2CHANNELS PER PKG, TSSOP10, UNKNOWN WHISKER RISK | 26334-CS4344-CZZ | CIRRUS LOGIC INC. | STE
1471 | 6 |  | U1 | CTAOOC | 2142461 | 2 | Restricted | Each | 1.0 | AMPLIFIER OP AMP OP284 DUAL AMPLIFIER_NEW OP AMP PRECISION RAIL-TO-RAIL INPUT and OUTPUT OP284 S08 | 01649-OP284FSZ | ANALOG DEVICES | STE
1472 | 6 |  | C2,C6,C22,C37,C52,C58,C63,C68 | CTAOOC | 2183937-10 | 3 | Standard | Each | 8.0 | CAPA TANT 10UF 10% 25V 6032 | 08390-T491C106K025AT 08390-B45196H5106K30 18981-293D106X9025C2TE3 19214-TAJC106K025RNJ | KEMET KEMET VISHAY AVX/KYOCERA | STE
1473 | 6 |  | J4 | CTAOOC | 2115384-2 | 2 | Standard | Each | 1.0 | FASTON TAB, 6.3X0.8MM, STRAIGHT, 5.08MM PITCH, PWB3.2, TINNED | 04947-1287 18996-1217056-1 | KEYSTONE ELECTRONICS CORP TE CONNECTIVITY | STE
1474 | 6 |  | FL2 | CTAComponent | 5482604 | 1 | Release | Each | 1.0 | CHIP EMIFIL Capacitor Type |  |  | HLE
1475 | 6 |  | R57 | CTAOOC | 5160167 | 2 | Standard | Each | 1.0 | RESISTOR, 0R, THICK FILM, 2512, 2A, 0.05 OHM | 18981-CRCW25120000Z0E 11962-RC2512JK-070RL 06725-RK73Z3AT 02254-MCR100JZHJ000 | VISHAY YAGEO KOA ROHM | STE
1476 | 6 |  | R10,R47-R54 | CTAOOC | 2234757-15 | 3 | Standard | Each | 9.0 | RESISTOR 22R1 1% 100MW 0603 THICK-FI | 02254-MCR03EZPFX22R1 00078-CR0603FX22R1ELF 18981-CRCW060322R1FKE 06725-RK73H1JTTD22R1F 11962-RC0603FR-0722R1L 05498-MC060322R1FTW 00006-WCR0603LF22R1F | ROHM BOURNS VISHAY KOA YAGEO RCD COMPONENTS INC. IRC | STE
1477 | 6 |  | U3,U15 | CTAOOC | 2196877-3 | 6 | Standard | Each | 2.0 | IC, LOGIC, 74LVC-LCX04, TSSOP14 | 18846-MC74LCX04DTG 19638-LVC04BTELL-E 00352 74LVC04APW 00495-SN74LVC04APWE4 00495-SN74LVC04APW | ON SEMICONDUCTOR RENESAS TECHNOLOGY CORP NXP (FORMERLY PHILIPS COMPONEN TEXAS INSTRUMENTS TEXAS INSTRUMENTS | STE
1478 | 6 |  | U12 | CTAOOC | 2211252-9 | 2 | Standard | Each | 1.0 | LOGIC 74AHC-VHC125 TSSOP14 | 00495-SN74AHC125PWE4 18846-MC74VHC125DTR2G | TEXAS INSTRUMENTS ON SEMICONDUCTOR | STE
1479 | 6 |  | CR1,CR2 | CTAOOC | 2224981-8 | 1 | Standard | Each | 2.0 | SEMICONDUCTOR, DIODE 130VOLTS 1M AMPS UNIDIRECTIONAL, SMB DO-214AA | 18981-P6SMB130A-E3 18846-P6SMB130AT3G | VISHAY ON SEMICONDUCTOR | STE
1480 | 6 |  | TP1-TP9 | CTAOOC | 2233921 | 2 | Standard | Each | 9.0 | TEST POINT, SMD 1005 | 04947 5015 ZZC70-TP-108-02-1-T | KEYSTONE ELECTRONICS CORP COMPONENTS CORPORATION | STE
1481 | 6 |  | U7 | CTAOOC | 2196877-40 | 2 | Standard | Each | 1.0 | LOGIC LVC-LCX 125 TSSOP | 00124-74LVC125ATTR 18846-MC74LCX125DTG 00352 74LVC125APW 00495-SN74LVC125APWRE4 00124-74LCX125TTR | ST MICROELECTRONICS ON SEMICONDUCTOR NXP (FORMERLY PHILIPS COMPONEN TEXAS INSTRUMENTS ST MICROELECTRONICS | STE
1482 | 6 |  | C84 | CTAOOC | 2187496-100 | 1 | Standard | Each | 1.0 | CAPACITOR CERAMIC, NPO, 2.7NF, 1Percent, 50V, SMD 0805 | 18981-VJ0805A272FXAA 12361-0805J0500272FC 08390-C0805C272F5GAC 19214-08055A272FAT2A | VISHAY SYFER TECHNOLOGY LIMITED KEMET AVX/KYOCERA | STE
1483 | 6 |  | C5,C31,C45 | CTAOOC | 2183937-15 | 4 | Standard | Each | 3.0 | CAPA TANT 100UF 10% 10V 7343 | 08390-T491D107K010AT 08390-B45196H2107K40 00042-293D107X9010D2TE3 19214-TAJD107K010RNJ | KEMET KEMET VISHAY SPRAGUE AVX/KYOCERA | STE
1484 | 6 |  | C107 | CTAOOC | 2235239-4 | 2 | Standard | Each | 1.0 | CAPACITOR X7R 22NF 10% 25V 0603 | 19214-06033C223KAT 11962-CC0603KRX7R8BB223 18981-VJ0603Y223KXX 08390 C0603C223K3RAC 03041-C1608X7R1E223K | AVX/KYOCERA YAGEO VISHAY KEMET TDK | STE
1485 | 6 |  | C3,C4,C7-C21,C23,C25-C27,C33,C34,C39-C41,C47,C49,C64-C67,C69,C71-C74,C80,C82,C94-C97,C99-C102 | CTAOOC | 2235239-6 | 2 | Standard | Each | 47.0 | CAPACITOR X7R 100NF 10% 16V 0603 | 08390 C0603C104K4RAC 18981-VJ0603Y104KXJ 11962-CC0603KRX7R7BB104 19214-0603YC104KAT | KEMET VISHAY YAGEO AVX/KYOCERA | STE
1486 | 6 |  | C90,C91 | CTAOOC | 2235238-8 | 1 | Standard | Each | 2.0 | CAPA NPO 1NF 5% 25V 0603 | 19214-06033A102JAT 11962-CC0603JRNPO8BN102 | AVX/KYOCERA YAGEO | STE
1487 | 6 |  | C44 | CTAOOC | 2235238-28 | 3 | Standard | Each | 1.0 | CAPACITOR 180P, 1 percent, 50V, CERAMIC, C0G NPO, 0603 | 19214-06035A181FAT 11623-NMC0603NPO181F50TRPF 11962-CC0603FRNPO9BN181 18981-VJ0603A181FXA 02862-GRM1885C1H181FA01 | AVX/KYOCERA NIC COMPONENTS CORPORATION YAGEO VISHAY MURATA | STE
1488 | 6 |  | C1,C29,C36,C55,C60-C62,C103-C106 | CTAOOC | 2235239-3 | 6 | Standard | Each | 11.0 | CAPACITOR X7R 10NF 10 PERCENT 50V 0603 | 08390 C0603C103K5RAC 03041 C1608X7R1H103K 18981-VJ0603Y103KXA 11962-CC0603KRX7R9BB103 03041-C1608X7R1H103K080AA 19214-06035C103KAT | KEMET TDK VISHAY YAGEO TDK AVX/KYOCERA | STE
1489 | 6 |  | C77 | CTAOOC | 2235238-6 | 3 | Standard | Each | 1.0 | CAPA NPO 220PF 5% 50V 0603 | 11962-CC0603JRNPO9BN221 08390 C0603C221J5GAC 00401-CEC14CW 220PF 5% 63V 03041-C1608C0G1H221J 18981-VJ0603A221JXA 03041-C1608C0G1H221J080AA | YAGEO KEMET EUROFARAD TDK VISHAY TDK | STE
1490 | 6 |  | C30,C38 | CTAOOC | 2235238-2 | 5 | Standard | Each | 2.0 | CAPA NPO 10PF 5% 50V 0603 | 00401-CEC14CW 10PF 5% 63V 03041-C1608C0G1H100D 19214-06035A100JAT 18981-VJ0603A100JXA 08390-C0603C100J5GAC 11962-CC0603JRNPO9BN100 03041-C1608C0G1H100D080AA | EUROFARAD TDK AVX/KYOCERA VISHAY KEMET YAGEO TDK | STE
1491 | 6 |  | R58,R60-R63,R67 | CTAOOC | 2292664-40 | 5 | Standard | Each | 6.0 | RESISTOR, 4K70, 0.1Percent, 63MW, THIN FILM, 25PPM, 0603 | 05498-BLU0603-4701-BT25W 10302-RNCF16-T9-4.70K-0.1% 18981-TNPW06034K70BEE 11962-RT0603BRD074K7L 00006-PCF-W0603LF-03-4701-B 06725-RN731JTTD4701B25 10302-RNCF0603BTE4K70 | RCD COMPONENTS INC. SEI VISHAY YAGEO IRC KOA SEI | STE
1492 | 6 |  | U9 | CTAOOC | 2252400-4 | 1 | Restricted | Each | 1.0 | POWER SUPPLY 5 VOLTS 306m AMPS 5 VOL REGULATED, 1000V ISOLATION, SO-28 | 00495-DCR010505UE4 | TEXAS INSTRUMENTS | STE
1493 | 6 |  | S1 | CTAOOC | 2253364-2 | 3 | Not Recommended | Each | 1.0 | SURFACE MOUNT DIP SWITCH, 4 POSITION GULL WING WITH POLYIMIDE TAPE SEAL MACHINE-INSERTABLE. WARNING: Unknown Whisker Risk | 05229-90HBW04PRT 00031-219004MST | GRAYHILL CTS CORP | STE
1494 | 6 |  | DS1-DS7 | CTAOOC | 2279219-2 | 1 | Standard | Each | 7.0 | LED GREEN LTST-C190G 0603 SMD | 18802 AP1608SGC 00941 HSMG-C190 11520 LTST-C190GKT 09050 PG1111C | KINGBRIGHT AVAGO TECHNOLOGIES LITE-ON STANLEY ELECTRIC CO LTD | STE
1495 | 6 |  | R73 | CTAOOC | 2292664-9 | 4 | Standard | Each | 1.0 | RESISTOR 10K OHMS .1 PERCENT, 0603 SMT 62.5 MW, 50 V MAX WORKING VOLTAGE | 06725-RN731JTTD1002B25 00006-PFC-W0603LF-03-1002-B 18981-TNPW060310K0BEE | KOA IRC VISHAY | STE
1496 | 6 |  | C88,C89 | CTAOOC | 2235239-21 | 2 | Standard | Each | 2.0 | CAPACITOR 0.22U, 10 PERCENT, 25V, CERAMIC, X7R, 0603 | 02862-GRM188R71E224KA88 11962-CC0603KRX7R8BB224 03041-C1608X7R1E224K 08390-C0603C224K3RAC 03041-C1608X7R1E224K080AC | MURATA YAGEO TDK KEMET TDK | STE
1497 | 6 |  | R68,R71 | CTAOOC | 2236238 | 2 | Standard | Each | 2.0 | RESISTOR, 0 OHM, THICK FILM, 0603, 1A, 0.05 OHM MAX | 02254-MCR03EZPJ000 18981-CRCW06030000Z0E 00078-CR0603J/000ELF 05498-ZC0603TW 06725-RK73Z1JT 11962-RC0603JR-070RL | ROHM VISHAY BOURNS RCD COMPONENTS INC. KOA YAGEO | STE
1498 | 6 |  | C109,C110 | CTAOOC | 2235239-14 | 1 | Standard | Each | 2.0 | CAPACITOR 33N, 10percent, 25V, CERAMIC, X7R, C0603 UM33nCC | 18981-VJ0603Y-333K-XX 08390-C0603C333K3RAC 19214-0603-3C-333-KAT | VISHAY KEMET AVX/KYOCERA | STE
1499 | 6 |  | R1-R4,R7-R9,R11,R13-R15,R17,R18,R20,R22-R24,R26,R30-R32,R34,R39,R55,R56,R79,R82-R85 | CTAOOC | 2324551-19 | 3 | Standard | Each | 30.0 | RESISTOR 2k OHMS 1 % .1 WATTS SMT 0603 THICK FILM | 06725-RK73H1JTTD2001F 11962-RC0603FR-072KL 18981-CRCW06032K00FKE 02254 MCR03EZPFX2001 00006-WCR0603LF2001F 05498-MC06032001FTW 10302-RMCF0603FT2K00 | KOA YAGEO VISHAY ROHM IRC RCD COMPONENTS INC. SEI | STE
1500 | 6 |  | R80,R81 | CTAOOC | 2324551-20 | 4 | Standard | Each | 2.0 | RESISTOR 20k OHMS 1 PERCENT .1 WATTS SMT 0603 THICK FILM | 11962-RC0603FR-0720KL 06725-RK73H1JTTD2002F 18981-CRCW060320K0FKE 00006-WCR0603LF2002F 02254 MCR03EZPFX2002 05498-MC06032002FTW 10302-RMCF0603FT20K0 | YAGEO KOA VISHAY IRC ROHM RCD COMPONENTS INC. SEI | STE
1501 | 6 |  | R37,R69 | CTAOOC | 2324551-39 | 3 | Standard | Each | 2.0 | RESISTOR 4.99k OHMS 1 % .1 WATTS SMT 0603 THICK FILM | 18981-CRCW06034K99FKE 11962-RC0603FR-074K99L 00006-WCR0603LF4991F 05498-MC06034991FTW 06725-RK73H1JTTD4991F 02254 MCR03EZPFX4991 10302-RMCF0603FT4K99 | VISHAY YAGEO IRC RCD COMPONENTS INC. KOA ROHM SEI | STE
1502 | 6 |  | R5,R6,R45 | CTAOOC | 2324551-4 | 4 | Standard | Each | 3.0 | RESISTOR 10k OHMS 1 PERCENT .1 WATTS SMT 0603 THICK FILM | 02254 MCR03EZPFX1002 06725-RK73H1JTTD1002F 10302-RMCF1/16-10K-1percent 00006-WCR0603LF1002F 18981-CRCW060310K0FKE 05498-MC06031002FTW 11962-RC0603FR-0710KL 10302-RMCF0603FT10K0 | ROHM KOA SEI IRC VISHAY RCD COMPONENTS INC. YAGEO SEI | STE
1503 | 6 |  | R66 | CTAOOC | 2324551-18 | 3 | Standard | Each | 1.0 | RESISTOR 200 OHMS 1 PERCENT .1 WATTS SMT 0603 THICK FILM | 11962-RC0603FR-07200RL 06725-RK73H1JTTD2000F 00006-WCR0603LF2000F 05498-MC06032000FTW 02254-MCR03EZPFX2000 18981-CRCW0603200RFKE 10302-RMCF0603FT200R | YAGEO KOA IRC RCD COMPONENTS INC. ROHM VISHAY SEI | STE
1504 | 6 |  | R33,R59 | CTAOOC | 2324551-3 | 3 | Standard | Each | 2.0 | RESISTOR 1k OHMS 1 PERCENT .1 WATTS SMT 0603 THICK FILM | 00006-WCR0603LF1001F 06725-RK73H1JTTD1001F 05498-MC06031001FTW 02254 MCR03EZPFX1001 11962-RC0603FR-071KL 18981-CRCW06031K00FKE 10302-RMCF0603FT1K00 | IRC KOA RCD COMPONENTS INC. ROHM YAGEO VISHAY SEI | STE
1505 | 6 |  | FL1,FL3,FL6-FL8 | CTAOOC | 2306384-3 | 1 | Standard | Each | 5.0 | FERRITE BEAD, 120 OHM at 100 MHZ, 150 MA RATING, 0603 PACKAGE | 18981-ILHB-0603ER121V | VISHAY | STE
1506 | 6 |  | R75-R78 | CTAOOC | 2324551-317 | 2 | Standard | Each | 4.0 | RESISTOR 51.1 OHMS 1 % .1 WATTS SMT 0603 THICK FILM | 02254 MCR03EZPFX51R1 11962-RC0603FR-0751R1L 00006-WCR0603LF51R1F 05498-MC060351R1FTW 18981-CRCW060351R1FKE 06725-RK73H1JTTD51R1F 10302-RMCF0603FT51R1 | ROHM YAGEO IRC RCD COMPONENTS INC. VISHAY KOA SEI | STE
1507 | 6 |  | R74 | CTAOOC | 2324551-333 | 2 | Standard | Each | 1.0 | RESISTOR 475 OHMS 1percent .1 WATTS SMT 0603 THICK FILM | 11962-RC0603FR-07475RL 18981-CRCW0603475RFKE 00078-CR0603FX4750ELF 05498-MC06034750FTW 06725-RK73H1JTTD4750F 02254-MCR03EZPFX4750 00006-WCR0603LF4750F 10302-RMCF0603FT475R | YAGEO VISHAY BOURNS RCD COMPONENTS INC. KOA ROHM IRC SEI | STE
1508 | 6 |  | R27 | CTAOOC | 2324551-91 | 2 | Standard | Each | 1.0 | RESISTOR 2.21k OHMS 1 % .1 WATTS SMT 0603 THICK FILM | 00006-WCR0603LF2211F 11962-RC0603FR-072K21L 05498-MC06032211FTW 02254 MCR03EZPFX2211 06725-RK73H1JTTD2211F 18981-CRCW06032K21FKE 10302-RMCF0603FT2K21 | IRC YAGEO RCD COMPONENTS INC. ROHM KOA VISHAY SEI | STE
1509 | 6 |  | R70 | CTAOOC | 2324551-163 | 2 | Standard | Each | 1.0 | RESISTOR 121k OHMS 1 % .1 WATTS SMT 0603 THICK FILM | 02254 MCR03EZPFX1213 06725-RK73H1JTTD1213F 00006-WCR0603LF1213F 11962-RC0603FR-07121KL 18981-CRCW0603121KFKE 05498-MC06031213FTW 10302-RMCF0603FT121K | ROHM KOA IRC YAGEO VISHAY RCD COMPONENTS INC. SEI | STE
1510 | 6 |  | R72 | CTAOOC | 2324551-193 | 2 | Standard | Each | 1.0 | RESISTOR 274k OHMS 1 % .1 WATTS SMT 0603 THICK FILM | 18981-CRCW0603274KFKE 05498-MC06032743FTW 11962-RC0603FR-07274KL 00006-WCR0603LF2743F 02254 MCR03EZPFX2743 06725-RK73H1JTTD2743F 10302-RMCF0603FT274K | VISHAY RCD COMPONENTS INC. YAGEO IRC ROHM KOA SEI | STE
1511 | 6 |  | R64,R65 | CTAOOC | 2324551-59 | 3 | Standard | Each | 2.0 | RESISTOR 121 OHMS 1 PERCENT .1 WATTS SMT 0603 THICK FILM | 00006-WCR0603LF1210F 06725-RK73H1JTTD1210F 11962-RC0603FR-07121RL 02254 MCR03EZPFX1210 18981-CRCW0603121RFKE 05498-MC06031210FTW 10302-RMCF0603FT121R | IRC KOA YAGEO ROHM VISHAY RCD COMPONENTS INC. SEI | STE
1512 | 6 |  | R12,R16,R19,R21,R25,R28,R29 | CTAOOC | 2324551-54 | 3 | Standard | Each | 7.0 | RESISTOR 511 OHMS 1 % .1 WATTS SMT 0603 THICK FILM | 18981-CRCW0603511RFKE 00006-WCR0603LF5110F 02254 MCR03EZPFX5110 11962-RC0603FR-07511RL 06725-RK73H1JTTD5110F 05498-MC06035110FTW 10302-RMCF0603FT511R | VISHAY IRC ROHM YAGEO KOA RCD COMPONENTS INC. SEI | STE
1513 | 6 |  | J3 | CTAOOC | 2402275 | 2 | Restricted | Each | 1.0 | CONNECTOR 5.08MM MSTB-GF, 1X2POS HEADER, RIGHT ANGLE, SCREW LOCK, TINNED, PWB2.4 | 11675 1776508 | PHOENIX CONTACTS | STE
1514 | 6 |  | C78,C79,C81,C83,C86,C87 | CTAOOC | 2385110-2 | 2 | Not Recommended | Each | 6.0 | CAPACITOR CERAMIC, X5R, 1UF, 10Percent, 25V, 0805 | 19214-08053D105KAT 08390-C0805C105K3PAC 02862-GRM216R61E105KA12 | AVX/KYOCERA KEMET MURATA | STE
1515 | 6 |  | C24,C28,C32,C54,C98,C108,C111-C112 | CTAOOC | 2385111 | 4 | Not Recommended | Each | 8.0 | CAPACITOR CERAMIC, X5R, 1UF, 10Percent, 10V, SMD 0603 | 07092-ECJ1VB1A105K 19214-CM105X5R105K10A 03041-C1608X5R1A105K 02862-GRM188R61A105KA61 03041-C1608X5R1A105K080AC | PANASONIC AVX/KYOCERA TDK MURATA TDK | STE
1516 | 6 |  | C85 | CTAOOC | 2385569-5 | 3 | Standard | Each | 1.0 | CAPACITOR CERAMIC, X5R, 10UF, 10Percent, 25V, SMD 1210 | 03041-C3225X5R1E106K 08390-C1210C106K3PAC 19214-CM32X5R106K25A 19214-12103D106KAT 03041-C3225X5R1E106K250AA | TDK KEMET AVX/KYOCERA AVX/KYOCERA TDK | STE
1517 | 6 |  | U10,U11 | CTAOOC | 2384570-2 | 1 | Standard | Each | 2.0 | OPTOELECTRONICS DIGITAL ISOLATOR 3.3V AND 5V TTL-CMOS COMPATIBLE, SO8 | 01649 ADUM1100BRZ | ANALOG DEVICES, INC. ANALOG DEVICES | STE
1518 | 6 |  | FL12,FL13 | CTAOOC | 2381824 | 1 | Standard | Each | 2.0 | FERRIT CHIP Z330 100MHZ 1.5A 0805 | 03041 MPZ2012S331A 02862 BLM21PG331SN1 | TDK MURATA | STE
1519 | 6 |  | L2,L3 | CTAOOC | 2367026-2 | 1 | Standard | Each | 2.0 | INDUCTOR NEW POWER 33U HENRYS 5 AMPS SMT SHIELDED PACKAGE | 00078-SRR1806-330M 07200-DS5022P-333MT | BOURNS COILCRAFT | STE
1520 | 6 |  | U2 | CTAOOC | 5128730-10 | 1 | Standard | Each | 1.0 | IC EPLD EPM1270, 1270 LE, 116 I-O, VCCINT 3.3V 2.5V, VCCIO 3.3V TO 1.5V, SPEED GRADE 5, TQFP144 | 10208-EPM1270T144C5N | ALTERA | STE
1521 | 6 |  | C75,C76,C92,C93 | CTAOOC | 5146178 | 4 | Standard | Each | 4.0 | CAPACITOR 0.47U, 10 percent, 16V, CERAMIC, X7R, 1608,U1600CS | 02862-GRM188R71C474KA88 03041-C1608X7R1C474K 08390-C0603C474K4RAC 03041-C1608X7R1C474K080AC | MURATA TDK KEMET TDK | STE
1522 | 6 |  | U17 | CTAOOC | 5151368-2 | 3 | Restricted | Each | 1.0 | LINEAR AMPLIFIER, 6.5-W MONO CLASS-D AUDIO POWER AMPLIFIER, 1 PER PKG, 20KHZ, 50MV OFFSET, TSSOP | 00495-TPA3007D1PWG4 00495-TPA3007D1PW | TEXAS INSTRUMENTS TEXAS INSTRUMENTS | STE
1523 | 6 |  | D1-D3 | CTAOOC | 5224726-2 | 1 | Standard | Each | 3.0 | DIODE, RECTIFIER, MURS120, 1A, 200V, 25NS REVERSE RECOVERY, SMB-J | 18846-MURS120T3G 18981-MURS120-E3 00037-MURS120-13-F | ON SEMICONDUCTOR VISHAY DIODES INC. | STE
1524 | 6 |  | CR17, CR22, CR23-CR24 | CTAOOC | 2408243-2 | 1 | Restricted | Each | 4.0 | DIODE, TVS, BIDIRECTIONAL, 350W PEAK, 13.3V VZ, 11A PEAK, GBLC12C, SOD323 PACKAGE | 10289-GBLC12C-LF | PROTEK DEVICES | STE
1525 | 6 |  | J1 | CTAOOC | 5124823 | 2 | Restricted | Each | 1.0 | CONNECTOR HEADER, 3 CONTACTS, PIN, RIGHT-ANGLE, 5A, 3MM PITCH, | 01525-43650-0302 | MOLEX | STE
1526 | 6 |  | CR3-CR12 | CTAOOC | 2408243 | 1 | Restricted | Each | 10.0 | U1813HE SEMICONDUCTOR DIODE 5 VOLTS 5U AMPS | 10289-GBLC05C-LF | PROTEK DEVICES | STE
1527 | 6 |  | Y1 | CTAOOC | 5409769 | 1 | Standard | Each | 1.0 | OSCILLATOR, 24.576 MHZ, 3.3V, CMOS, 50PPM, -10C TO 70C, 3.2X2.5MM SMT PACKAGE | 19214-KC3225A24.5760C30E00 19133-EB13E2D2H-24.576M 11682-SM4445TV-24.576M | AVX/KYOCERA ECLIPTEK PLETRONICS | STE
1528 | 6 |  | U6 | CTAComponent | 5450428 | 1 | Release | Each | 1.0 | 98dB,96kHz,Multi-Bit Audio AD Converter |  |  | HLE
1529 | 6 | 1 |  | CTACircuitBoard | 5451490 | 1 | Release | Each | 1.0 | PWB for Intercom Board |  |  | HLE
1530 | 6 |  | FL9,FL10 | CTAOOC | 5366219 | 1 | Restricted | Each | 2.0 | MAGNETICS, EMI COMMON MODE CHOKE, 2KOHMS AT 100MHZ, 200MA, 50V, 5X3.3MM SMD PACKAGE | 00078-DR221-333AE | BOURNS | STE
1531 | 6 |  | U4 | CTAOOC | 5394889 | 2 | Standard | Each | 1.0 | IC, AD CONVERTER, 12BITS, 4CHANNELS INPUT, SAR, T AND H, 0.5 TO 1MSPS, SERIAL OUT, 3V TO 5V VCC, ADC124S101C, MSOP10, 85C | 00036-ADC124S101CIMM/NOPB 00495-ADC124S101CIMM/NOPB | NATIONAL SEMICONDUCTOR TEXAS INSTRUMENTS | STE
1532 | 6 |  | U13,U14 | CTAOOC | 5268503-2 | 1 | Standard | Each | 2.0 | IC, TRANSCEIVER RS485-422, SINGLE, HALF DUPLEX, 16MBPS, 5V, MAX13088E, 15KV ESD PROT, SO8 | 07438-MAX13088ECSA+ 20003-SN65HVD3088EDG4 | MAXIM INTEGRATED PRODUCTS TEXAS INSTRUMENT INC. | STE
1533 | 6 |  | C70 | CTAOOC | 46-312294P3 | 3 | Restricted | Each | 1.0 | CAPACITOR TANTALUM, 3.3UF, 10Percent, 16V, SMD 3528 | 18981-293D335X9016B2TE3 08390-T491B335K016AT | VISHAY KEMET | STE
1534 | 6 |  | VR1,VR3 | CTAOOC | 2105122-2 | 3 | Standard | Each | 2.0 | REGULATOR AND REFERENCE VOLTAGE REGU INTERNAL OVERCURRENT LIMITING CIRCUITRY | 06921-LT1117CST-3.3#PBF 00495-REG1117-3.3G4 00036-LM1117MPX-3.3/NOPB 00495-LM1117MPX-3.3/NOPB | LINEAR TECHNOLOGY TEXAS INSTRUMENTS NATIONAL SEMICONDUCTOR TEXAS INSTRUMENTS | STE
1535 | 6 |  | VR2 | CTAOOC | 2105122-6 | 1 | Standard | Each | 1.0 | IC REG, LDO, +5V, 0.8A, LT1117, SOT223 | 06921-LT1117CST-5#PBF | LINEAR TECHNOLOGY | STE
1536 | 6 |  | C42,C43,C48,C50,C56 | CTAOOC | 46-302742P8 | 3 | Standard | Each | 5.0 | CAPACITOR FIXED 1u FARADS 35 VOLTS .138L .110W .075H 3528 SURFACE MOUNT DEVICE | 18981-293D105X9035B2TE3 08390-T491B105K035AT | VISHAY KEMET | STE
1537 | 6 |  | FL4,FL5 | CTAOOC | 46-312066P4 | 2 | Standard | Each | 2.0 | FERRITE BEAD 3.0A, 50OHM AT 100 MHZ SMT 1206 | 02862-BLM31PG500SN1 19114-HI1206T500R-10 | MURATA LAIRD TECHNOLOGIES | STE
1538 | 6 |  | J9 | CTAOOC | 46-289446P7 | 1 | Restricted | Each | 1.0 | CONNECTOR 2 CONTACTS 250 VOLTS 3 AMP SINGLE ROW, RIGHT ANGLE LOW PROFILE | 01525 70553-0001 | MOLEX | STE
1539 | 6 |  | J5-J7 | CTAOOC | 46-275208P2 | 2 | Restricted | Each | 3.0 | 003 CONT PCB MOUNT HSG RT ANGLE | 01525-70555-0072 | MOLEX | STE
1540 | 6 |  | J8 | CTAOOC | 2109908 | 7 | Standard | Each | 1.0 | CONNECTOR_NEW RECTANGULAR, D- 9 EACH D-SUBMINIATURE RIGHT ANGLE CONNECTOR FRONT METAL SHELL 9 PINS 747840-4 | 18996-5747840-4 01940-6E17-C-009-P-AJ-1-21 10099-09 68 163 5812 00214-D09P33E6GX00LF | TE CONNECTIVITY AMPHENOL HARTING FCI | STE
1541 | 6 |  | J2 | CTAOOC | 2106009-6 | 1 | Restricted | Each | 1.0 | CONNEC LOW-PROF TRANSI 10C HEAD STR | 01940 821-A010P-AM-A00 00214-75869-101LF 00266-N2510-6002RB 10099-09 18 510 6324 18996-5103308-1 | AMPHENOL FCI 3M (MINNESOTA MINING MFG) HARTING TE CONNECTIVITY | STE
1542 | 5 | 1 |  | CTASoftware | 5474007 | 2 | Release | Each | 1.0 | Precision THUNIS-800+ Intercom firmware |  |  | CCX
1543 | 4 | 12 |  | ECCCollectorPart | 5479475 | 1 | Release | Each | 1.0 | TIE Collector |  |  | HLE
1544 | 5 | 1 |  | CTAComponent | 5438938 | 1 | Release | Each | 40.0 | NYLON BINDING TIE CLAMP HellermannTyton T-50L tie wrap 383x4.8mm Max Bundle Dia 105mm |  |  | HLE
1545 | 5 | 2 |  | CTAComponent | 5461759 | 1 | Release | Each | 100.0 | NYLON BINDING TIE CLAMP KSS CV-180 tie wrap 180x3.6mm Max Bundle Dia 46mm |  |  | HLE
1546 | 3 | 13 |  | ECCCollectorPart | 5453387 | 3 | Release | Each | 1.0 | Manual kit for Precision THUNIS-800+ |  |  | HLE
1547 | 4 | 2 |  | CTATechnicalPublication | 5445574-1EN | 4 | Release | Each | 1.0 | Precision THUNIS-800+ OPERATOR MANUAL - English |  |  | HLE
1548 | 4 | 1 |  | CTATechnicalPublication | 5442442-1EN | 4 | Release | Each | 1.0 | Precision THUNIS-800+ Pre-Installation manual |  |  | HLE
1549 | 4 | 4 |  | CTATechnicalPublication | 5458232-1EN | 5 | Release | Each | 1.0 | Precision THUNIS-800+ Service Manual - Class A |  |  | HLE
1550 | 4 | 3 |  | CTAComponent | 5445574-299 | 4 | Release | Each | 1.0 | Precision THUNIS-800+ OPERATOR MANUAL - CD |  |  | HLE
1551 | 3 | 5 |  | ECCCollectorPart | 5458225 | 8 | Release | Each | 1.0 | PSTM800 Integrated Console for Precision THUNIS-800+ |  |  | CCX
1552 | 4 | 4 |  | CTAAssembly | 5458964 | 8 | Release | Each | 1.0 | Console desk assembly |  |  | CCX
1553 | 5 | 1 |  | CTAComponent | 1000-M5C030-31 | 3 | Release | Each | 4.0 | Hexagon Socket Head Cap Screw, M5-0.8, X30mm Long, A2-70 Stainless Steel, Passivate, RoHS Fastener | 11060-M5C30KCSSJ/912 24140-M5/30/HHA2BL/PAS 20589-MS2540030A20000 A0996-1233327 10487-5100200-5+30 | ANIXTER TR FORMAC DIV OF TR FASTENINGS FASTENAL COMPANY BOSSARD OHTA | STM
1554 | 5 | 5 |  | CTAAssembly | 5448909 | 6 | Release | Each | 1.0 | Desk assembly |  |  | CCX
1555 | 6 | 2 |  | CTAComponent | 1007-M4C010-14 | 2 | Release | Each | 35.0 | Phillips Pan Head Screw, ISO 7045, M4-0.7, X10mm Long, Grade 4.8 Steel, Zinc Plated, RoHS Fastener | 11060-M4C10MXPSTZ6/7985 20589-10948-03570 24140-M4/10/PPSTMC/TC1/ISO7045 | ANIXTER FASTENAL COMPANY TR FORMAC DIV OF TR FASTENINGS | STM
1556 | 6 | 3 |  | CTAComponent | 1010-M4C010-14 | 2 | Release | Each | 2.0 | Phillips Flat Head Screw, ISO 7046, M4-0.7, X10mm Long, Grade 4.8 Steel, Zinc Plated, RoHS Fastener | 20589-10948-03508 11060-M4C10MXFSTZ6/965A 24140-M4/10/KPSTMC/TC1/DIN965 | FASTENAL COMPANY ANIXTER TR FORMAC DIV OF TR FASTENINGS | STM
1557 | 6 | 1 |  | CTAComponent | 1007-M3C008-14 | 2 | Release | Each | 4.0 | Phillips Pan Head Screw, ISO 7045, M3-0.5, X8mm Long, Grade 4.8 Steel, Zinc Plated, RoHS Fastener | 20589-10948-03564 11060-M3C8MXPSTZ6/7985 24140-M3/8/PPSTMC/TC1/ISO7045 A0996-BN 384 M3 x 8mm CR6+FREE 24432-91188 | FASTENAL COMPANY ANIXTER TR FORMAC DIV OF TR FASTENINGS BOSSARD FASTENAL | STM
1558 | 6 | 7 |  | CTAComponent | 2106-M3-05 | 2 | Release | Each | 4.0 | Spring Lock Washer with Flat Ends JIS B1251, M3, Spring Steel, Zinc Plated, Rohs Fastener | 24140-MEP M3/SPSTWA/TC1D/JIS B1251 | TR FORMAC DIV OF TR FASTENINGS | STM
1559 | 6 | 5 |  | CTAComponent | 2000-M4-03 | 3 | Release | Each | 29.0 | FLAT WASHER - NORMAL SERIES, ISO 7089, M4 CLASS 200H STEEL, ZINC PLATED RoHS FASTENER | 24140-M4/-/PWSTWA/TC1/DIN125 10487-2000-M4-03 A0996-BN 343 M4 CR6+FREE 24432-11103691 11060-M4NWSFSTZ6/125ATP | TR FORMAC DIV OF TR FASTENINGS OHTA BOSSARD FASTENAL ANIXTER | STM
1560 | 6 | 6 |  | CTAComponent | 2001-M5-02 | 3 | Release | Each | 2.0 | Large Flat Washer, ISO7093, M5, Steel 140HV, Zinc Plated, RoHS Fastener | 20589-10948-03468 11060-M5NWFESTZ6/9021B A0996-BN 729 M5 CR6+FREE 24140-M5/-/PWSTWA/TC1/DIN9021 | FASTENAL COMPANY ANIXTER BOSSARD TR FORMAC DIV OF TR FASTENINGS | STM
1561 | 6 | 4 |  | CTAComponent | 2000-M3-03 | 2 | Release | Each | 4.0 | WASHER PLAIN - LARGE 3.2 MM 7 MM , HV200, Steel, Zinc plate RoHS Washer | 10487-2000-M3-03 23983-6083737 24140-200-M3-03 | OHTA BOSSARD CHINA TR FORMAC DIV OF TR FASTENINGS | STM
1562 | 6 | 18 |  | CTAComponent | 5457946 | 1 | Release | Each | 2.0 | RICHCO FTH-7A1-RT FLAT TIE HOLDER 25.4x25.4x7.1mm, ACCOMODATES 5x2mm |  |  | HLE
1563 | 6 | 20 |  | CTAComponent | 5491252 | 1 | Release | Each | 1.0 | Desk copper grounding bar |  |  | CCX
1564 | 6 | 19 |  | CTAAssembly | 5473935 | 4 | Release | Each | 1.0 | Intercom Board Assembly |  |  | CCX
1565 | 7 | 2 |  | CTACircuitBoard | 5451492 | 4 | Release | Each | 1.0 | Intercom Board PWA |  |  | CCX
1566 | 8 |  | CR13, CR14 | CTAComponent | 5483033 | 1 | Release | Each | 2.0 | ULTRA LOW CAPACITANCE TVS ARRAY of 24V STAND-OFF VOLTAGE |  |  | HLE
1567 | 8 |  | U8 | CTAOOC | 5454247 | 2 | Not Recommended | Each | 1.0 | CONVERTER DAC, 24BIT, 192 KHZ, 2CHANNELS PER PKG, TSSOP10, UNKNOWN WHISKER RISK | 26334-CS4344-CZZ | CIRRUS LOGIC INC. | STE
1568 | 8 |  | U1 | CTAOOC | 2142461 | 2 | Restricted | Each | 1.0 | AMPLIFIER OP AMP OP284 DUAL AMPLIFIER_NEW OP AMP PRECISION RAIL-TO-RAIL INPUT and OUTPUT OP284 S08 | 01649-OP284FSZ | ANALOG DEVICES | STE
1569 | 8 |  | C2,C6,C22,C37,C52,C58,C63,C68 | CTAOOC | 2183937-10 | 3 | Standard | Each | 8.0 | CAPA TANT 10UF 10% 25V 6032 | 08390-T491C106K025AT 08390-B45196H5106K30 18981-293D106X9025C2TE3 19214-TAJC106K025RNJ | KEMET KEMET VISHAY AVX/KYOCERA | STE
1570 | 8 |  | J4 | CTAOOC | 2115384-2 | 2 | Standard | Each | 1.0 | FASTON TAB, 6.3X0.8MM, STRAIGHT, 5.08MM PITCH, PWB3.2, TINNED | 04947-1287 18996-1217056-1 | KEYSTONE ELECTRONICS CORP TE CONNECTIVITY | STE
1571 | 8 |  | FL2 | CTAComponent | 5482604 | 1 | Release | Each | 1.0 | CHIP EMIFIL Capacitor Type |  |  | HLE
1572 | 8 |  | R57 | CTAOOC | 5160167 | 2 | Standard | Each | 1.0 | RESISTOR, 0R, THICK FILM, 2512, 2A, 0.05 OHM | 18981-CRCW25120000Z0E 11962-RC2512JK-070RL 06725-RK73Z3AT 02254-MCR100JZHJ000 | VISHAY YAGEO KOA ROHM | STE
1573 | 8 |  | R10,R47-R54 | CTAOOC | 2234757-15 | 3 | Standard | Each | 9.0 | RESISTOR 22R1 1% 100MW 0603 THICK-FI | 02254-MCR03EZPFX22R1 00078-CR0603FX22R1ELF 18981-CRCW060322R1FKE 06725-RK73H1JTTD22R1F 11962-RC0603FR-0722R1L 05498-MC060322R1FTW 00006-WCR0603LF22R1F | ROHM BOURNS VISHAY KOA YAGEO RCD COMPONENTS INC. IRC | STE
1574 | 8 |  | U3,U15 | CTAOOC | 2196877-3 | 6 | Standard | Each | 2.0 | IC, LOGIC, 74LVC-LCX04, TSSOP14 | 18846-MC74LCX04DTG 19638-LVC04BTELL-E 00352 74LVC04APW 00495-SN74LVC04APWE4 00495-SN74LVC04APW | ON SEMICONDUCTOR RENESAS TECHNOLOGY CORP NXP (FORMERLY PHILIPS COMPONEN TEXAS INSTRUMENTS TEXAS INSTRUMENTS | STE
1575 | 8 |  | U12 | CTAOOC | 2211252-9 | 2 | Standard | Each | 1.0 | LOGIC 74AHC-VHC125 TSSOP14 | 00495-SN74AHC125PWE4 18846-MC74VHC125DTR2G | TEXAS INSTRUMENTS ON SEMICONDUCTOR | STE
1576 | 8 |  | CR1,CR2 | CTAOOC | 2224981-8 | 1 | Standard | Each | 2.0 | SEMICONDUCTOR, DIODE 130VOLTS 1M AMPS UNIDIRECTIONAL, SMB DO-214AA | 18981-P6SMB130A-E3 18846-P6SMB130AT3G | VISHAY ON SEMICONDUCTOR | STE
1577 | 8 |  | TP1-TP9 | CTAOOC | 2233921 | 2 | Standard | Each | 9.0 | TEST POINT, SMD 1005 | 04947 5015 ZZC70-TP-108-02-1-T | KEYSTONE ELECTRONICS CORP COMPONENTS CORPORATION | STE
1578 | 8 |  | U7 | CTAOOC | 2196877-40 | 2 | Standard | Each | 1.0 | LOGIC LVC-LCX 125 TSSOP | 00124-74LVC125ATTR 18846-MC74LCX125DTG 00352 74LVC125APW 00495-SN74LVC125APWRE4 00124-74LCX125TTR | ST MICROELECTRONICS ON SEMICONDUCTOR NXP (FORMERLY PHILIPS COMPONEN TEXAS INSTRUMENTS ST MICROELECTRONICS | STE
1579 | 8 |  | C84 | CTAOOC | 2187496-100 | 1 | Standard | Each | 1.0 | CAPACITOR CERAMIC, NPO, 2.7NF, 1Percent, 50V, SMD 0805 | 18981-VJ0805A272FXAA 12361-0805J0500272FC 08390-C0805C272F5GAC 19214-08055A272FAT2A | VISHAY SYFER TECHNOLOGY LIMITED KEMET AVX/KYOCERA | STE
1580 | 8 |  | C5,C31,C45 | CTAOOC | 2183937-15 | 4 | Standard | Each | 3.0 | CAPA TANT 100UF 10% 10V 7343 | 08390-T491D107K010AT 08390-B45196H2107K40 00042-293D107X9010D2TE3 19214-TAJD107K010RNJ | KEMET KEMET VISHAY SPRAGUE AVX/KYOCERA | STE
1581 | 8 |  | C107 | CTAOOC | 2235239-4 | 2 | Standard | Each | 1.0 | CAPACITOR X7R 22NF 10% 25V 0603 | 19214-06033C223KAT 11962-CC0603KRX7R8BB223 18981-VJ0603Y223KXX 08390 C0603C223K3RAC 03041-C1608X7R1E223K | AVX/KYOCERA YAGEO VISHAY KEMET TDK | STE
1582 | 8 |  | C3,C4,C7-C21,C23,C25-C27,C33,C34,C39-C41,C47,C49,C64-C67,C69,C71-C74,C80,C82,C94-C97,C99-C102 | CTAOOC | 2235239-6 | 2 | Standard | Each | 47.0 | CAPACITOR X7R 100NF 10% 16V 0603 | 08390 C0603C104K4RAC 18981-VJ0603Y104KXJ 11962-CC0603KRX7R7BB104 19214-0603YC104KAT | KEMET VISHAY YAGEO AVX/KYOCERA | STE
1583 | 8 |  | C90,C91 | CTAOOC | 2235238-8 | 1 | Standard | Each | 2.0 | CAPA NPO 1NF 5% 25V 0603 | 19214-06033A102JAT 11962-CC0603JRNPO8BN102 | AVX/KYOCERA YAGEO | STE
1584 | 8 |  | C44 | CTAOOC | 2235238-28 | 3 | Standard | Each | 1.0 | CAPACITOR 180P, 1 percent, 50V, CERAMIC, C0G NPO, 0603 | 19214-06035A181FAT 11623-NMC0603NPO181F50TRPF 11962-CC0603FRNPO9BN181 18981-VJ0603A181FXA 02862-GRM1885C1H181FA01 | AVX/KYOCERA NIC COMPONENTS CORPORATION YAGEO VISHAY MURATA | STE
1585 | 8 |  | C1,C29,C36,C55,C60-C62,C103-C106 | CTAOOC | 2235239-3 | 6 | Standard | Each | 11.0 | CAPACITOR X7R 10NF 10 PERCENT 50V 0603 | 08390 C0603C103K5RAC 03041 C1608X7R1H103K 18981-VJ0603Y103KXA 11962-CC0603KRX7R9BB103 03041-C1608X7R1H103K080AA 19214-06035C103KAT | KEMET TDK VISHAY YAGEO TDK AVX/KYOCERA | STE
1586 | 8 |  | C77 | CTAOOC | 2235238-6 | 3 | Standard | Each | 1.0 | CAPA NPO 220PF 5% 50V 0603 | 11962-CC0603JRNPO9BN221 08390 C0603C221J5GAC 00401-CEC14CW 220PF 5% 63V 03041-C1608C0G1H221J 18981-VJ0603A221JXA 03041-C1608C0G1H221J080AA | YAGEO KEMET EUROFARAD TDK VISHAY TDK | STE
1587 | 8 |  | C30,C38 | CTAOOC | 2235238-2 | 5 | Standard | Each | 2.0 | CAPA NPO 10PF 5% 50V 0603 | 00401-CEC14CW 10PF 5% 63V 03041-C1608C0G1H100D 19214-06035A100JAT 18981-VJ0603A100JXA 08390-C0603C100J5GAC 11962-CC0603JRNPO9BN100 03041-C1608C0G1H100D080AA | EUROFARAD TDK AVX/KYOCERA VISHAY KEMET YAGEO TDK | STE
1588 | 8 |  | R58,R60-R63,R67 | CTAOOC | 2292664-40 | 5 | Standard | Each | 6.0 | RESISTOR, 4K70, 0.1Percent, 63MW, THIN FILM, 25PPM, 0603 | 05498-BLU0603-4701-BT25W 10302-RNCF16-T9-4.70K-0.1% 18981-TNPW06034K70BEE 11962-RT0603BRD074K7L 00006-PCF-W0603LF-03-4701-B 06725-RN731JTTD4701B25 10302-RNCF0603BTE4K70 | RCD COMPONENTS INC. SEI VISHAY YAGEO IRC KOA SEI | STE
1589 | 8 |  | U9 | CTAOOC | 2252400-4 | 1 | Restricted | Each | 1.0 | POWER SUPPLY 5 VOLTS 306m AMPS 5 VOL REGULATED, 1000V ISOLATION, SO-28 | 00495-DCR010505UE4 | TEXAS INSTRUMENTS | STE
1590 | 8 |  | S1 | CTAOOC | 2253364-2 | 3 | Not Recommended | Each | 1.0 | SURFACE MOUNT DIP SWITCH, 4 POSITION GULL WING WITH POLYIMIDE TAPE SEAL MACHINE-INSERTABLE. WARNING: Unknown Whisker Risk | 05229-90HBW04PRT 00031-219004MST | GRAYHILL CTS CORP | STE
1591 | 8 |  | DS1-DS7 | CTAOOC | 2279219-2 | 1 | Standard | Each | 7.0 | LED GREEN LTST-C190G 0603 SMD | 18802 AP1608SGC 00941 HSMG-C190 11520 LTST-C190GKT 09050 PG1111C | KINGBRIGHT AVAGO TECHNOLOGIES LITE-ON STANLEY ELECTRIC CO LTD | STE
1592 | 8 |  | R73 | CTAOOC | 2292664-9 | 4 | Standard | Each | 1.0 | RESISTOR 10K OHMS .1 PERCENT, 0603 SMT 62.5 MW, 50 V MAX WORKING VOLTAGE | 06725-RN731JTTD1002B25 00006-PFC-W0603LF-03-1002-B 18981-TNPW060310K0BEE | KOA IRC VISHAY | STE
1593 | 8 |  | C88,C89 | CTAOOC | 2235239-21 | 2 | Standard | Each | 2.0 | CAPACITOR 0.22U, 10 PERCENT, 25V, CERAMIC, X7R, 0603 | 02862-GRM188R71E224KA88 11962-CC0603KRX7R8BB224 03041-C1608X7R1E224K 08390-C0603C224K3RAC 03041-C1608X7R1E224K080AC | MURATA YAGEO TDK KEMET TDK | STE
1594 | 8 |  | R68,R71 | CTAOOC | 2236238 | 2 | Standard | Each | 2.0 | RESISTOR, 0 OHM, THICK FILM, 0603, 1A, 0.05 OHM MAX | 02254-MCR03EZPJ000 18981-CRCW06030000Z0E 00078-CR0603J/000ELF 05498-ZC0603TW 06725-RK73Z1JT 11962-RC0603JR-070RL | ROHM VISHAY BOURNS RCD COMPONENTS INC. KOA YAGEO | STE
1595 | 8 |  | C109,C110 | CTAOOC | 2235239-14 | 1 | Standard | Each | 2.0 | CAPACITOR 33N, 10percent, 25V, CERAMIC, X7R, C0603 UM33nCC | 18981-VJ0603Y-333K-XX 08390-C0603C333K3RAC 19214-0603-3C-333-KAT | VISHAY KEMET AVX/KYOCERA | STE
1596 | 8 |  | R1-R4,R7-R9,R11,R13-R15,R17,R18,R20,R22-R24,R26,R30-R32,R34,R39,R55,R56,R79,R82-R85 | CTAOOC | 2324551-19 | 3 | Standard | Each | 30.0 | RESISTOR 2k OHMS 1 % .1 WATTS SMT 0603 THICK FILM | 06725-RK73H1JTTD2001F 11962-RC0603FR-072KL 18981-CRCW06032K00FKE 02254 MCR03EZPFX2001 00006-WCR0603LF2001F 05498-MC06032001FTW 10302-RMCF0603FT2K00 | KOA YAGEO VISHAY ROHM IRC RCD COMPONENTS INC. SEI | STE
1597 | 8 |  | R80,R81 | CTAOOC | 2324551-20 | 4 | Standard | Each | 2.0 | RESISTOR 20k OHMS 1 PERCENT .1 WATTS SMT 0603 THICK FILM | 11962-RC0603FR-0720KL 06725-RK73H1JTTD2002F 18981-CRCW060320K0FKE 00006-WCR0603LF2002F 02254 MCR03EZPFX2002 05498-MC06032002FTW 10302-RMCF0603FT20K0 | YAGEO KOA VISHAY IRC ROHM RCD COMPONENTS INC. SEI | STE
1598 | 8 |  | R37,R69 | CTAOOC | 2324551-39 | 3 | Standard | Each | 2.0 | RESISTOR 4.99k OHMS 1 % .1 WATTS SMT 0603 THICK FILM | 18981-CRCW06034K99FKE 11962-RC0603FR-074K99L 00006-WCR0603LF4991F 05498-MC06034991FTW 06725-RK73H1JTTD4991F 02254 MCR03EZPFX4991 10302-RMCF0603FT4K99 | VISHAY YAGEO IRC RCD COMPONENTS INC. KOA ROHM SEI | STE
1599 | 8 |  | R5,R6,R45 | CTAOOC | 2324551-4 | 4 | Standard | Each | 3.0 | RESISTOR 10k OHMS 1 PERCENT .1 WATTS SMT 0603 THICK FILM | 02254 MCR03EZPFX1002 06725-RK73H1JTTD1002F 10302-RMCF1/16-10K-1percent 00006-WCR0603LF1002F 18981-CRCW060310K0FKE 05498-MC06031002FTW 11962-RC0603FR-0710KL 10302-RMCF0603FT10K0 | ROHM KOA SEI IRC VISHAY RCD COMPONENTS INC. YAGEO SEI | STE
1600 | 8 |  | R66 | CTAOOC | 2324551-18 | 3 | Standard | Each | 1.0 | RESISTOR 200 OHMS 1 PERCENT .1 WATTS SMT 0603 THICK FILM | 11962-RC0603FR-07200RL 06725-RK73H1JTTD2000F 00006-WCR0603LF2000F 05498-MC06032000FTW 02254-MCR03EZPFX2000 18981-CRCW0603200RFKE 10302-RMCF0603FT200R | YAGEO KOA IRC RCD COMPONENTS INC. ROHM VISHAY SEI | STE
1601 | 8 |  | R33,R59 | CTAOOC | 2324551-3 | 3 | Standard | Each | 2.0 | RESISTOR 1k OHMS 1 PERCENT .1 WATTS SMT 0603 THICK FILM | 00006-WCR0603LF1001F 06725-RK73H1JTTD1001F 05498-MC06031001FTW 02254 MCR03EZPFX1001 11962-RC0603FR-071KL 18981-CRCW06031K00FKE 10302-RMCF0603FT1K00 | IRC KOA RCD COMPONENTS INC. ROHM YAGEO VISHAY SEI | STE
1602 | 8 |  | FL1,FL3,FL6-FL8 | CTAOOC | 2306384-3 | 1 | Standard | Each | 5.0 | FERRITE BEAD, 120 OHM at 100 MHZ, 150 MA RATING, 0603 PACKAGE | 18981-ILHB-0603ER121V | VISHAY | STE
1603 | 8 |  | R75-R78 | CTAOOC | 2324551-317 | 2 | Standard | Each | 4.0 | RESISTOR 51.1 OHMS 1 % .1 WATTS SMT 0603 THICK FILM | 02254 MCR03EZPFX51R1 11962-RC0603FR-0751R1L 00006-WCR0603LF51R1F 05498-MC060351R1FTW 18981-CRCW060351R1FKE 06725-RK73H1JTTD51R1F 10302-RMCF0603FT51R1 | ROHM YAGEO IRC RCD COMPONENTS INC. VISHAY KOA SEI | STE
1604 | 8 |  | R74 | CTAOOC | 2324551-333 | 2 | Standard | Each | 1.0 | RESISTOR 475 OHMS 1percent .1 WATTS SMT 0603 THICK FILM | 11962-RC0603FR-07475RL 18981-CRCW0603475RFKE 00078-CR0603FX4750ELF 05498-MC06034750FTW 06725-RK73H1JTTD4750F 02254-MCR03EZPFX4750 00006-WCR0603LF4750F 10302-RMCF0603FT475R | YAGEO VISHAY BOURNS RCD COMPONENTS INC. KOA ROHM IRC SEI | STE
1605 | 8 |  | R27 | CTAOOC | 2324551-91 | 2 | Standard | Each | 1.0 | RESISTOR 2.21k OHMS 1 % .1 WATTS SMT 0603 THICK FILM | 00006-WCR0603LF2211F 11962-RC0603FR-072K21L 05498-MC06032211FTW 02254 MCR03EZPFX2211 06725-RK73H1JTTD2211F 18981-CRCW06032K21FKE 10302-RMCF0603FT2K21 | IRC YAGEO RCD COMPONENTS INC. ROHM KOA VISHAY SEI | STE
1606 | 8 |  | R70 | CTAOOC | 2324551-163 | 2 | Standard | Each | 1.0 | RESISTOR 121k OHMS 1 % .1 WATTS SMT 0603 THICK FILM | 02254 MCR03EZPFX1213 06725-RK73H1JTTD1213F 00006-WCR0603LF1213F 11962-RC0603FR-07121KL 18981-CRCW0603121KFKE 05498-MC06031213FTW 10302-RMCF0603FT121K | ROHM KOA IRC YAGEO VISHAY RCD COMPONENTS INC. SEI | STE
1607 | 8 |  | R72 | CTAOOC | 2324551-193 | 2 | Standard | Each | 1.0 | RESISTOR 274k OHMS 1 % .1 WATTS SMT 0603 THICK FILM | 18981-CRCW0603274KFKE 05498-MC06032743FTW 11962-RC0603FR-07274KL 00006-WCR0603LF2743F 02254 MCR03EZPFX2743 06725-RK73H1JTTD2743F 10302-RMCF0603FT274K | VISHAY RCD COMPONENTS INC. YAGEO IRC ROHM KOA SEI | STE
1608 | 8 |  | R64,R65 | CTAOOC | 2324551-59 | 3 | Standard | Each | 2.0 | RESISTOR 121 OHMS 1 PERCENT .1 WATTS SMT 0603 THICK FILM | 00006-WCR0603LF1210F 06725-RK73H1JTTD1210F 11962-RC0603FR-07121RL 02254 MCR03EZPFX1210 18981-CRCW0603121RFKE 05498-MC06031210FTW 10302-RMCF0603FT121R | IRC KOA YAGEO ROHM VISHAY RCD COMPONENTS INC. SEI | STE
1609 | 8 |  | R12,R16,R19,R21,R25,R28,R29 | CTAOOC | 2324551-54 | 3 | Standard | Each | 7.0 | RESISTOR 511 OHMS 1 % .1 WATTS SMT 0603 THICK FILM | 18981-CRCW0603511RFKE 00006-WCR0603LF5110F 02254 MCR03EZPFX5110 11962-RC0603FR-07511RL 06725-RK73H1JTTD5110F 05498-MC06035110FTW 10302-RMCF0603FT511R | VISHAY IRC ROHM YAGEO KOA RCD COMPONENTS INC. SEI | STE
1610 | 8 |  | J3 | CTAOOC | 2402275 | 2 | Restricted | Each | 1.0 | CONNECTOR 5.08MM MSTB-GF, 1X2POS HEADER, RIGHT ANGLE, SCREW LOCK, TINNED, PWB2.4 | 11675 1776508 | PHOENIX CONTACTS | STE
1611 | 8 |  | C78,C79,C81,C83,C86,C87 | CTAOOC | 2385110-2 | 2 | Not Recommended | Each | 6.0 | CAPACITOR CERAMIC, X5R, 1UF, 10Percent, 25V, 0805 | 19214-08053D105KAT 08390-C0805C105K3PAC 02862-GRM216R61E105KA12 | AVX/KYOCERA KEMET MURATA | STE
1612 | 8 |  | C24,C28,C32,C54,C98,C108,C111-C112 | CTAOOC | 2385111 | 4 | Not Recommended | Each | 8.0 | CAPACITOR CERAMIC, X5R, 1UF, 10Percent, 10V, SMD 0603 | 07092-ECJ1VB1A105K 19214-CM105X5R105K10A 03041-C1608X5R1A105K 02862-GRM188R61A105KA61 03041-C1608X5R1A105K080AC | PANASONIC AVX/KYOCERA TDK MURATA TDK | STE
1613 | 8 |  | C85 | CTAOOC | 2385569-5 | 3 | Standard | Each | 1.0 | CAPACITOR CERAMIC, X5R, 10UF, 10Percent, 25V, SMD 1210 | 03041-C3225X5R1E106K 08390-C1210C106K3PAC 19214-CM32X5R106K25A 19214-12103D106KAT 03041-C3225X5R1E106K250AA | TDK KEMET AVX/KYOCERA AVX/KYOCERA TDK | STE
1614 | 8 |  | U10,U11 | CTAOOC | 2384570-2 | 1 | Standard | Each | 2.0 | OPTOELECTRONICS DIGITAL ISOLATOR 3.3V AND 5V TTL-CMOS COMPATIBLE, SO8 | 01649 ADUM1100BRZ | ANALOG DEVICES, INC. ANALOG DEVICES | STE
1615 | 8 |  | FL12,FL13 | CTAOOC | 2381824 | 1 | Standard | Each | 2.0 | FERRIT CHIP Z330 100MHZ 1.5A 0805 | 03041 MPZ2012S331A 02862 BLM21PG331SN1 | TDK MURATA | STE
1616 | 8 |  | L2,L3 | CTAOOC | 2367026-2 | 1 | Standard | Each | 2.0 | INDUCTOR NEW POWER 33U HENRYS 5 AMPS SMT SHIELDED PACKAGE | 00078-SRR1806-330M 07200-DS5022P-333MT | BOURNS COILCRAFT | STE
1617 | 8 |  | U2 | CTAOOC | 5128730-10 | 1 | Standard | Each | 1.0 | IC EPLD EPM1270, 1270 LE, 116 I-O, VCCINT 3.3V 2.5V, VCCIO 3.3V TO 1.5V, SPEED GRADE 5, TQFP144 | 10208-EPM1270T144C5N | ALTERA | STE
1618 | 8 |  | C75,C76,C92,C93 | CTAOOC | 5146178 | 4 | Standard | Each | 4.0 | CAPACITOR 0.47U, 10 percent, 16V, CERAMIC, X7R, 1608,U1600CS | 02862-GRM188R71C474KA88 03041-C1608X7R1C474K 08390-C0603C474K4RAC 03041-C1608X7R1C474K080AC | MURATA TDK KEMET TDK | STE
1619 | 8 |  | U17 | CTAOOC | 5151368-2 | 3 | Restricted | Each | 1.0 | LINEAR AMPLIFIER, 6.5-W MONO CLASS-D AUDIO POWER AMPLIFIER, 1 PER PKG, 20KHZ, 50MV OFFSET, TSSOP | 00495-TPA3007D1PWG4 00495-TPA3007D1PW | TEXAS INSTRUMENTS TEXAS INSTRUMENTS | STE
1620 | 8 |  | D1-D3 | CTAOOC | 5224726-2 | 1 | Standard | Each | 3.0 | DIODE, RECTIFIER, MURS120, 1A, 200V, 25NS REVERSE RECOVERY, SMB-J | 18846-MURS120T3G 18981-MURS120-E3 00037-MURS120-13-F | ON SEMICONDUCTOR VISHAY DIODES INC. | STE
1621 | 8 |  | CR17, CR22, CR23-CR24 | CTAOOC | 2408243-2 | 1 | Restricted | Each | 4.0 | DIODE, TVS, BIDIRECTIONAL, 350W PEAK, 13.3V VZ, 11A PEAK, GBLC12C, SOD323 PACKAGE | 10289-GBLC12C-LF | PROTEK DEVICES | STE
1622 | 8 |  | J1 | CTAOOC | 5124823 | 2 | Restricted | Each | 1.0 | CONNECTOR HEADER, 3 CONTACTS, PIN, RIGHT-ANGLE, 5A, 3MM PITCH, | 01525-43650-0302 | MOLEX | STE
1623 | 8 |  | CR3-CR12 | CTAOOC | 2408243 | 1 | Restricted | Each | 10.0 | U1813HE SEMICONDUCTOR DIODE 5 VOLTS 5U AMPS | 10289-GBLC05C-LF | PROTEK DEVICES | STE
1624 | 8 |  | Y1 | CTAOOC | 5409769 | 1 | Standard | Each | 1.0 | OSCILLATOR, 24.576 MHZ, 3.3V, CMOS, 50PPM, -10C TO 70C, 3.2X2.5MM SMT PACKAGE | 19214-KC3225A24.5760C30E00 19133-EB13E2D2H-24.576M 11682-SM4445TV-24.576M | AVX/KYOCERA ECLIPTEK PLETRONICS | STE
1625 | 8 |  | U6 | CTAComponent | 5450428 | 1 | Release | Each | 1.0 | 98dB,96kHz,Multi-Bit Audio AD Converter |  |  | HLE
1626 | 8 | 1 |  | CTACircuitBoard | 5451490 | 1 | Release | Each | 1.0 | PWB for Intercom Board |  |  | HLE
1627 | 8 |  | FL9,FL10 | CTAOOC | 5366219 | 1 | Restricted | Each | 2.0 | MAGNETICS, EMI COMMON MODE CHOKE, 2KOHMS AT 100MHZ, 200MA, 50V, 5X3.3MM SMD PACKAGE | 00078-DR221-333AE | BOURNS | STE
1628 | 8 |  | U4 | CTAOOC | 5394889 | 2 | Standard | Each | 1.0 | IC, AD CONVERTER, 12BITS, 4CHANNELS INPUT, SAR, T AND H, 0.5 TO 1MSPS, SERIAL OUT, 3V TO 5V VCC, ADC124S101C, MSOP10, 85C | 00036-ADC124S101CIMM/NOPB 00495-ADC124S101CIMM/NOPB | NATIONAL SEMICONDUCTOR TEXAS INSTRUMENTS | STE
1629 | 8 |  | U13,U14 | CTAOOC | 5268503-2 | 1 | Standard | Each | 2.0 | IC, TRANSCEIVER RS485-422, SINGLE, HALF DUPLEX, 16MBPS, 5V, MAX13088E, 15KV ESD PROT, SO8 | 07438-MAX13088ECSA+ 20003-SN65HVD3088EDG4 | MAXIM INTEGRATED PRODUCTS TEXAS INSTRUMENT INC. | STE
1630 | 8 |  | C70 | CTAOOC | 46-312294P3 | 3 | Restricted | Each | 1.0 | CAPACITOR TANTALUM, 3.3UF, 10Percent, 16V, SMD 3528 | 18981-293D335X9016B2TE3 08390-T491B335K016AT | VISHAY KEMET | STE
1631 | 8 |  | VR1,VR3 | CTAOOC | 2105122-2 | 3 | Standard | Each | 2.0 | REGULATOR AND REFERENCE VOLTAGE REGU INTERNAL OVERCURRENT LIMITING CIRCUITRY | 06921-LT1117CST-3.3#PBF 00495-REG1117-3.3G4 00036-LM1117MPX-3.3/NOPB 00495-LM1117MPX-3.3/NOPB | LINEAR TECHNOLOGY TEXAS INSTRUMENTS NATIONAL SEMICONDUCTOR TEXAS INSTRUMENTS | STE
1632 | 8 |  | VR2 | CTAOOC | 2105122-6 | 1 | Standard | Each | 1.0 | IC REG, LDO, +5V, 0.8A, LT1117, SOT223 | 06921-LT1117CST-5#PBF | LINEAR TECHNOLOGY | STE
1633 | 8 |  | C42,C43,C48,C50,C56 | CTAOOC | 46-302742P8 | 3 | Standard | Each | 5.0 | CAPACITOR FIXED 1u FARADS 35 VOLTS .138L .110W .075H 3528 SURFACE MOUNT DEVICE | 18981-293D105X9035B2TE3 08390-T491B105K035AT | VISHAY KEMET | STE
1634 | 8 |  | FL4,FL5 | CTAOOC | 46-312066P4 | 2 | Standard | Each | 2.0 | FERRITE BEAD 3.0A, 50OHM AT 100 MHZ SMT 1206 | 02862-BLM31PG500SN1 19114-HI1206T500R-10 | MURATA LAIRD TECHNOLOGIES | STE
1635 | 8 |  | J9 | CTAOOC | 46-289446P7 | 1 | Restricted | Each | 1.0 | CONNECTOR 2 CONTACTS 250 VOLTS 3 AMP SINGLE ROW, RIGHT ANGLE LOW PROFILE | 01525 70553-0001 | MOLEX | STE
1636 | 8 |  | J5-J7 | CTAOOC | 46-275208P2 | 2 | Restricted | Each | 3.0 | 003 CONT PCB MOUNT HSG RT ANGLE | 01525-70555-0072 | MOLEX | STE
1637 | 8 |  | J8 | CTAOOC | 2109908 | 7 | Standard | Each | 1.0 | CONNECTOR_NEW RECTANGULAR, D- 9 EACH D-SUBMINIATURE RIGHT ANGLE CONNECTOR FRONT METAL SHELL 9 PINS 747840-4 | 18996-5747840-4 01940-6E17-C-009-P-AJ-1-21 10099-09 68 163 5812 00214-D09P33E6GX00LF | TE CONNECTIVITY AMPHENOL HARTING FCI | STE
1638 | 8 |  | J2 | CTAOOC | 2106009-6 | 1 | Restricted | Each | 1.0 | CONNEC LOW-PROF TRANSI 10C HEAD STR | 01940 821-A010P-AM-A00 00214-75869-101LF 00266-N2510-6002RB 10099-09 18 510 6324 18996-5103308-1 | AMPHENOL FCI 3M (MINNESOTA MINING MFG) HARTING TE CONNECTIVITY | STE
1639 | 7 | 1 |  | CTASoftware | 5474007 | 2 | Release | Each | 1.0 | Precision THUNIS-800+ Intercom firmware |  |  | CCX
1640 | 6 | 17 |  | CTAComponent | 5455375 | 2 | Release | Each | 1.0 | Speaker Cover |  |  | CCX
1641 | 6 | 16 |  | CTAComponent | 5452025 | 1 | Release | Each | 2.0 | Cable Gate |  |  | CCX
1642 | 6 | 11 |  | CTAComponent | 5445416-2 | 1 | Release | Each | 3.0 | AVID PRODUCTS STEEL P-CLAMP or R-clamp DIA6.4, WIDE9.7, 19243-SCP-4-323-203 |  |  | HLE
1643 | 6 | 12 |  | CTAComponent | 5445416-4 | 1 | Release | Each | 3.0 | AVID PRODUCTS STEEL P-CLAMP or R-clamp DIA9.5, WIDE12.7,19243-SCP-6-325-265 |  |  | HLE
1644 | 6 | 22 |  | CTAComponent | 5491255 | 1 | Release | Each | 1.0 | DIN rail-35, 7.5 |  |  | CCX
1645 | 6 | 9 |  | CTAAssembly | 5444084 | 2 | Release | Each | 1.0 | SPK assembly |  |  | CCX
1646 | 6 | 8 |  | CTAComponent | 5441108 | 1 | Release | Each | 1.0 | Desk Gate |  |  | CCX
1647 | 6 | 21 |  | CTAComponent | 5491254 | 1 | Release | Each | 1.0 | Insulation spacer |  |  | CCX
1648 | 6 | 26 |  | CTAComponent | 5496536 | 1 | Release | Each | 1.0 | PS800R MIC cover |  |  | CCX
1649 | 6 | 24 |  | CTAComponent | C2106-M4-02 | 3 | Release | Each | 31.0 | Spring Lock Washer, M4, Zinc plated, Rohs Fastener | 24140-C2106-M4-02 | TR FORMAC DIV OF TR FASTENINGS | HLE
1650 | 6 | 15 |  | CTAAssembly | 5450451 | 2 | Release | Each | 1.0 | Gooseneck MIC assembly |  |  | CCX
1651 | 6 | 14 |  | CTAAssembly | 5449180 | 1 | Release | Each | 1.0 | Desk Frame |  |  | CCX
1652 | 7 | 1 |  | CTAComponent | 1000-M6C020-04 | 4 | Release | Each | 36.0 | Hexagon Socket Head Cap Screw, M6-1, X20mm Long, Grade 8.8 Steel, Zinc Plated, RoHS Fastener | 11060-M6C20KCSC9Z6/912 10487-1000-M6C020-04 24140-M6/20/SOHTCS/TC1D/DIN912 20589-10948-03240 A0996-BN 4 M6 x 20mm CR6+FREE | ANIXTER OHTA TR FORMAC DIV OF TR FASTENINGS FASTENAL COMPANY BOSSARD | STM
1653 | 7 | 3 |  | CTAComponent | 1009-M4P2C9P5-29 | 1 | Release | Each | 4.0 | Cross Recessed Pan Head Tapping Screw, ST 4,2 X 9.5mm Long, Steel, Zinc Plated, RoHS Fastener | A0996-BN 994 ST 4.2 X 9.5mm CR6FREE 11060-M4.2N9.5TXPSTZ6/7981C 24140-4.2/9.5/PPSTAB/TC1D | BOSSARD ANIXTER TR FORMAC DIV OF TR FASTENINGS | STM
1654 | 7 | 4 |  | CTAComponent | 1010-M4C010-14 | 2 | Release | Each | 5.0 | Phillips Flat Head Screw, ISO 7046, M4-0.7, X10mm Long, Grade 4.8 Steel, Zinc Plated, RoHS Fastener | 20589-10948-03508 11060-M4C10MXFSTZ6/965A 24140-M4/10/KPSTMC/TC1/DIN965 | FASTENAL COMPANY ANIXTER TR FORMAC DIV OF TR FASTENINGS | STM
1655 | 7 | 2 |  | CTAComponent | 1007-M4C010-14 | 2 | Release | Each | 8.0 | Phillips Pan Head Screw, ISO 7045, M4-0.7, X10mm Long, Grade 4.8 Steel, Zinc Plated, RoHS Fastener | 11060-M4C10MXPSTZ6/7985 20589-10948-03570 24140-M4/10/PPSTMC/TC1/ISO7045 | ANIXTER FASTENAL COMPANY TR FORMAC DIV OF TR FASTENINGS | STM
1656 | 7 | 5 |  | CTAComponent | 2000-M4-03 | 3 | Release | Each | 8.0 | FLAT WASHER - NORMAL SERIES, ISO 7089, M4 CLASS 200H STEEL, ZINC PLATED RoHS FASTENER | 24140-M4/-/PWSTWA/TC1/DIN125 10487-2000-M4-03 A0996-BN 343 M4 CR6+FREE 24432-11103691 11060-M4NWSFSTZ6/125ATP | TR FORMAC DIV OF TR FASTENINGS OHTA BOSSARD FASTENAL ANIXTER | STM
1657 | 7 | 7 |  | CTAComponent | C2106-M4-02 | 3 | Release | Each | 8.0 | Spring Lock Washer, M4, Zinc plated, Rohs Fastener | 24140-C2106-M4-02 | TR FORMAC DIV OF TR FASTENINGS | HLE
1658 | 7 | 8 |  | CTAComponent | C2106-M6-02 | 3 | Release | Each | 36.0 | Spring Lock Washer, M6, Zinc plated, Rohs Fastener | 24140-C2106-M6-02 | TR FORMAC DIV OF TR FASTENINGS | HLE
1659 | 7 | 9 |  | CTAAssembly | 5457200 | 1 | Release | Each | 1.0 | Desk right bracket |  |  | CCX
1660 | 8 | 1 |  | CTAComponent | 3000-M10C-04 | 1 | Release | Each | 1.0 | Hexagon Nut, ISO4032, M10-1.5, Grade 8 Steel, Zinc Plated, RoHS Fastener | 20589-10948-03690 11060-M10CNFHC7Z6/4032 | FASTENAL COMPANY ANIXTER | STM
1661 | 8 | 4 |  | CTAComponent | 5460241 | 1 | Release | Each | 1.0 | Desk bracket foot cover |  |  | CCX
1662 | 8 | 6 |  | CTAComponent | 5442172 | 1 | Release | Each | 1.0 | Desk bracket front cover |  |  | CCX
1663 | 8 | 5 |  | CTAComponent | 5447807 | 1 | Release | Each | 2.0 | Desk bracket corner |  |  | CCX
1664 | 8 | 3 |  | CTAComponent | 5450649 | 1 | Release | Each | 1.0 | Desk bracket top cover |  |  | CCX
1665 | 8 | 2 |  | CTAComponent | 5438177 | 1 | Release | Each | 1.0 | Desk right bracket base |  |  | CCX
1666 | 8 | 9 |  | CTAComponent | 5491623 | 1 | Release | Each | 1.0 | Reinforecing plate |  |  | CCX
1667 | 8 | 10 |  | CTAComponent | 5496544 | 1 | Release | Each | 1.0 | Console caster install column |  |  | CCX
1668 | 8 | 8 |  | CTAComponent | 5491622 | 1 | Release | Each | 2.0 | Screw guidance |  |  | CCX
1669 | 8 | 7 |  | CTAComponent | 5445400 | 1 | Release | Each | 2.0 | Desk bracket head |  |  | CCX
1670 | 7 | 6 |  | CTAComponent | 2000-M6-03 | 3 | Release | Each | 36.0 | Flat Washer, ISO7089, M6, Steel 200HV, Zinc Plated, RoHS Fastener | 20589-10948-03457 10487-2000-M6-03 11060-M6NWSFSTZ6/125ATP 24140-M6/-/PWSTWA/TC1/DIN125 | FASTENAL COMPANY OHTA ANIXTER TR FORMAC DIV OF TR FASTENINGS | STM
1671 | 7 | 12 |  | CTAComponent | 5453939 | 1 | Release | Each | 1.0 | Desk foot bracket |  |  | CCX
1672 | 7 | 11 |  | CTAComponent | 5461016 | 1 | Release | Each | 3.0 | Rubber foot |  |  | CCX
1673 | 7 | 10 |  | CTAAssembly | 5461772 | 1 | Release | Each | 1.0 | Desk left bracket |  |  | CCX
1674 | 8 | 2 |  | CTAComponent | 5450649 | 1 | Release | Each | 1.0 | Desk bracket top cover |  |  | CCX
1675 | 8 | 1 |  | CTAComponent | 3000-M10C-04 | 1 | Release | Each | 2.0 | Hexagon Nut, ISO4032, M10-1.5, Grade 8 Steel, Zinc Plated, RoHS Fastener | 20589-10948-03690 11060-M10CNFHC7Z6/4032 | FASTENAL COMPANY ANIXTER | STM
1676 | 8 | 6 |  | CTAComponent | 5445400 | 1 | Release | Each | 2.0 | Desk bracket head |  |  | CCX
1677 | 8 | 5 |  | CTAComponent | 5442172 | 1 | Release | Each | 1.0 | Desk bracket front cover |  |  | CCX
1678 | 8 | 4 |  | CTAComponent | 5447807 | 1 | Release | Each | 2.0 | Desk bracket corner |  |  | CCX
1679 | 8 | 3 |  | CTAComponent | 5496584 | 1 | Release | Each | 1.0 | Desk left bracket foot cover |  |  | CCX
1680 | 8 | 9 |  | CTAComponent | 5436099 | 1 | Release | Each | 1.0 | Desk left bracket base |  |  | CCX
1681 | 8 | 8 |  | CTAComponent | 5491623 | 1 | Release | Each | 2.0 | Reinforecing plate |  |  | CCX
1682 | 8 | 7 |  | CTAComponent | 5491622 | 1 | Release | Each | 2.0 | Screw guidance |  |  | CCX
1683 | 8 | 10 |  | CTAAssembly | 5453095 | 2 | Release | Each | 1.0 | Desk left flitch |  |  | CCX
1684 | 9 | 1 |  | CTAComponent | 5443768 | 1 | Release | Each | 1.0 | Desk left flitch cover |  |  | CCX
1685 | 9 | 3 |  | CTAComponent | 5491622 | 1 | Release | Each | 3.0 | Screw guidance |  |  | CCX
1686 | 9 | 2 |  | CTAComponent | 5456422 | 1 | Release | Each | 1.0 | Desk left flitch base |  |  | CCX
1687 | 7 | 16 |  | CTAAssembly | 5491631 | 1 | Release | Each | 1.0 | Desk foot cover |  |  | CCX
1688 | 8 | 2 |  | CTAComponent | 5491629 | 1 | Release | Each | 1.0 | Rail bracket |  |  | CCX
1689 | 8 | 3 |  | CTAComponent | 5496590 | 1 | Release | Each | 1.0 | Cable holder |  |  | CCX
1690 | 8 | 1 |  | CTAComponent | 5453096 | 1 | Release | Each | 1.0 | Desk foot cover base |  |  | CCX
1691 | 7 | 14 |  | CTAComponent | 5461773 | 1 | Release | Each | 1.0 | Desk middle bracket |  |  | CCX
1692 | 7 | 15 |  | CTAComponent | 5457967 | 3 | Release | Each | 1.0 | Desktop |  |  | CCX
1693 | 7 | 13 |  | CTAComponent | 5456423 | 1 | Release | Each | 1.0 | Desk top bracket |  |  | CCX
1694 | 7 | 18 |  | CTAComponent | 5440505 | 1 | Release | Each | 1.0 | Panel foot cover |  |  | CCX
1695 | 7 | 17 |  | CTAComponent | 5448635 | 1 | Release | Each | 1.0 | Panel cable cover |  |  | CCX
1696 | 7 | 24 |  | CTAAssembly | 5496539 | 1 | Release | Each | 1.0 | Console caster |  |  | CCX
1697 | 8 | 2 |  | CTAComponent | 5496542 | 1 | Release | Each | 1.0 | Console caster bolt |  |  | CCX
1698 | 8 | 1 |  | CTAComponent | 5496541 | 1 | Release | Each | 1.0 | Console caster base |  |  | CCX
1699 | 8 | 4 |  | CTAComponent | 2000-M5-02 | 3 | Release | Each | 1.0 | Flat Washer, ISO7089, M5, Steel 140HV, Zinc Plated, RoHS Fastener | 11060-M5NWSFSTZ6/125A A0996-BN715 M5 CR6 Free 24140-M5/-/PWSTWA/TC1 20589-10948-03440 | ANIXTER BOSSARD TR FORMAC DIV OF TR FASTENINGS FASTENAL COMPANY | STM
1700 | 8 | 3 |  | CTAComponent | 1000-M5C010-04 | 5 | Release | Each | 1.0 | Hexagon Socket Head Cap Screw, M5-0.8, X10mm Long, Grade 8.8 Steel, Zinc Plated, RoHS Fastener | 11060-M5C10KCSC9Z6/912 20589-11103207 10487-1000-M5C010-04 24140-M5/10/HHSTBL/TC1D A0996-BN 4 M5 x 10mm CR6+FREE | ANIXTER FASTENAL COMPANY OHTA TR FORMAC DIV OF TR FASTENINGS BOSSARD | STM
1701 | 7 | 20 |  | CTAComponent | 5436664 | 1 | Release | Each | 1.0 | Base Close Cover |  |  | HLE
1702 | 7 | 19 |  | CTAAssembly | 5498326 | 1 | Release | Each | 1.0 | Desk front cover |  |  | CCX
1703 | 8 | 1 |  | CTAComponent | 5439739 | 1 | Release | Each | 1.0 | Desk front cover base |  |  | CCX
1704 | 8 | 2 |  | CTAComponent | 5496590 | 1 | Release | Each | 19.0 | Cable holder |  |  | CCX
1705 | 6 | 25 |  | CTAComponent | 5496535 | 1 | Release | Each | 1.0 | PS800R MIC install base |  |  | CCX
1706 | 6 | 13 |  | CTAComponent | 5448392 | 1 | Release | Each | 1.0 | Mic Grounding Plate |  |  | CCX
1707 | 6 | 10 |  | CTAAssembly | 5499828 | 1 | Release | Each | 1.0 | Desk rear cover |  |  | CCX
1708 | 7 | 1 |  | CTAComponent | 5442978 | 1 | Release | Each | 2.0 | Back plate |  |  | CCX
1709 | 7 | 2 |  | CTAComponent | 5458710 | 1 | Release | Each | 1.0 | Desk rear cover plate |  |  | CCX
1710 | 6 | 23 |  | CTAComponent | 5491256 | 2 | Release | Each | 1.0 | Phoenix contact 2963860 |  |  | CCX
1711 | 5 | 6 |  | CTAComponent | 5461759 | 1 | Release | Each | 50.0 | NYLON BINDING TIE CLAMP KSS CV-180 tie wrap 180x3.6mm Max Bundle Dia 46mm |  |  | HLE
1712 | 5 | 3 |  | CTAComponent | 2106-M5-14 | 1 | Release | Each | 4.0 | Spring Lock Washer with Flat Ends JIS B1251, M5, Spring Stainless Steel, Rohs Fastener | 24140-2106-M5-14 | TR FORMAC DIV OF TR FASTENINGS | STM
1713 | 5 | 2 |  | CTAComponent | 2001-M5-02 | 3 | Release | Each | 4.0 | Large Flat Washer, ISO7093, M5, Steel 140HV, Zinc Plated, RoHS Fastener | 20589-10948-03468 11060-M5NWFESTZ6/9021B A0996-BN 729 M5 CR6+FREE 24140-M5/-/PWSTWA/TC1/DIN9021 | FASTENAL COMPANY ANIXTER BOSSARD TR FORMAC DIV OF TR FASTENINGS | STM
1714 | 5 | 7 |  | ECCCollectorPart | 5476923 | 2 | Release | Each | 1.0 | console desk and TDSP cables collector |  |  | HLE
1715 | 6 | 3 |  | CTAComponent | 5448158 | 2 | Release | Each | 1.0 | Console TDSP-IF board RS232 Cable |  |  | CCX
1716 | 6 | 1 |  | CTAComponent | 5448182 | 3 | Release | Each | 1.0 | Console TDSP-IF board communication Cable |  |  | CCX
1717 | 6 | 2 |  | CTAComponent | 5436432 | 4 | Release | Each | 1.0 | Console EM_SW and Cable |  |  | CCX
1718 | 6 | 8 |  | CTAComponent | 5460785 | 3 | Release | Each | 1.0 | Console Collimator light SW cable 1 |  |  | CCX
1719 | 6 | 7 |  | CTAComponent | 5442517 | 3 | Release | Each | 1.0 | Console table movig control cable |  |  | CCX
1720 | 6 | 5 |  | CTAComponent | 5458295 | 1 | Release | Each | 1.0 | Console LR JOYSTICK Cable |  |  | HLE
1721 | 6 | 6 |  | CTAComponent | 5459790 | 1 | Release | Each | 1.0 | Console Xray SW Cable |  |  | HLE
1722 | 6 | 4 |  | CTAComponent | 5439299 | 1 | Release | Each | 1.0 | Console UD JOYSTICK Cable |  |  | HLE
1723 | 6 | 12 |  | CTAComponent | 5445937 | 2 | Release | Each | 1.0 | Console Joystick base ground cable |  |  | HLE
1724 | 6 | 13 |  | CTAComponent | 5448363 | 2 | Release | Each | 1.0 | Console TDSP ground cable |  |  | HLE
1725 | 6 | 11 |  | CTAComponent | 5437145 | 1 | Release | Each | 1.0 | PS800 Refresh console EM button base ground cable |  |  | HLE
1726 | 6 | 10 |  | CTAComponent | 5451993 | 3 | Release | Each | 1.0 | Console Vol adj. base ground cable |  |  | CCX
1727 | 6 | 9 |  | CTAComponent | 5445137 | 2 | Release | Each | 1.0 | Console Video adj. base ground cable |  |  | HLE
1728 | 6 | 15 |  | CTAComponent | 5442713 | 2 | Release | Each | 1.0 | Console Intercom Power cable |  |  | HLE
1729 | 6 | 14 |  | CTAComponent | 5482782 | 2 | Release | Each | 1.0 | Console foot-switch cable |  |  | CCX
1730 | 6 | 18 |  | CTAComponent | 5441903 | 3 | Release | Each | 1.0 | Console desk-E ground cable |  |  | CCX
1731 | 6 | 17 |  | CTAComponent | 5438693 | 3 | Release | Each | 1.0 | Console MIC base ground cable |  |  | CCX
1732 | 6 | 16 |  | CTAComponent | 5437711 | 3 | Release | Each | 1.0 | Console Intercom Power cable |  |  | CCX
1733 | 6 | 21 |  | CTAComponent | 5443329 | 3 | Release | Each | 1.0 | TDSP CN332 MIS Cable |  |  | HLE
1734 | 6 | 22 |  | CTAComponent | 5457533 | 3 | Release | Each | 1.0 | TDSP CN331 MIS Cable |  |  | HLE
1735 | 6 | 20 |  | CTAComponent | 5480546 | 2 | Release | Each | 1.0 | Console Mic enable cable |  |  | HLE
1736 | 6 | 19 |  | CTAComponent | 5451421 | 2 | Release | Each | 1.0 | Console monitor grounding cable |  |  | CCX
1737 | 5 | 4 |  | CTAAssembly | 5441942 | 5 | Release | Each | 1.0 | Panel assembly |  |  | CCX
1738 | 6 | 2 |  | CTAComponent | 1007-M3C008-14 | 2 | Release | Each | 41.0 | Phillips Pan Head Screw, ISO 7045, M3-0.5, X8mm Long, Grade 4.8 Steel, Zinc Plated, RoHS Fastener | 20589-10948-03564 11060-M3C8MXPSTZ6/7985 24140-M3/8/PPSTMC/TC1/ISO7045 A0996-BN 384 M3 x 8mm CR6+FREE 24432-91188 | FASTENAL COMPANY ANIXTER TR FORMAC DIV OF TR FASTENINGS BOSSARD FASTENAL | STM
1739 | 6 | 1 |  | CTAComponent | 1007-M2C006-14 | 1 | Release | Each | 4.0 | Phillips Pan Head Screw, ISO 7045, M2-0.4, X6mm Long, Grade 4.8 Steel, Zinc Plated, RoHS Fastener | 20589-10948-03557 11060-M2C6MXPSTZ6/7985 | FASTENAL COMPANY ANIXTER | STM
1740 | 6 | 4 |  | CTAComponent | 1007-M4C020-14 | 1 | Release | Each | 6.0 | Phillips Pan Head Screw, ISO 7045, M4-0.7, X20mm Long, Grade 4.8 Steel, Zinc Plated, RoHS Fastener | 20589-10948-03573 11060-M4C20MXPSTZ6/7985 | FASTENAL COMPANY ANIXTER | STM
1741 | 6 | 6 |  | CTAComponent | 1010-M4C010-14 | 2 | Release | Each | 4.0 | Phillips Flat Head Screw, ISO 7046, M4-0.7, X10mm Long, Grade 4.8 Steel, Zinc Plated, RoHS Fastener | 20589-10948-03508 11060-M4C10MXFSTZ6/965A 24140-M4/10/KPSTMC/TC1/DIN965 | FASTENAL COMPANY ANIXTER TR FORMAC DIV OF TR FASTENINGS | STM
1742 | 6 | 5 |  | CTAComponent | 1010-M3C008-14 | 1 | Release | Each | 10.0 | Phillips Flat Head Screw, ISO 7046, M3-0.5, X8mm Long, Grade 4.8 Steel, Zinc Plated, RoHS Fastener | 20589-10948-03502 11060-M3C8MXFSTZ6/965A | FASTENAL COMPANY ANIXTER | STM
1743 | 6 | 3 |  | CTAComponent | 1007-M4C010-14 | 2 | Release | Each | 4.0 | Phillips Pan Head Screw, ISO 7045, M4-0.7, X10mm Long, Grade 4.8 Steel, Zinc Plated, RoHS Fastener | 11060-M4C10MXPSTZ6/7985 20589-10948-03570 24140-M4/10/PPSTMC/TC1/ISO7045 | ANIXTER FASTENAL COMPANY TR FORMAC DIV OF TR FASTENINGS | STM
1744 | 6 | 8 |  | CTAComponent | 2000-M4-03 | 3 | Release | Each | 4.0 | FLAT WASHER - NORMAL SERIES, ISO 7089, M4 CLASS 200H STEEL, ZINC PLATED RoHS FASTENER | 24140-M4/-/PWSTWA/TC1/DIN125 10487-2000-M4-03 A0996-BN 343 M4 CR6+FREE 24432-11103691 11060-M4NWSFSTZ6/125ATP | TR FORMAC DIV OF TR FASTENINGS OHTA BOSSARD FASTENAL ANIXTER | STM
1745 | 6 | 9 |  | CTAComponent | 2106-M3-05 | 2 | Release | Each | 41.0 | Spring Lock Washer with Flat Ends JIS B1251, M3, Spring Steel, Zinc Plated, Rohs Fastener | 24140-MEP M3/SPSTWA/TC1D/JIS B1251 | TR FORMAC DIV OF TR FASTENINGS | STM
1746 | 6 | 7 |  | CTAComponent | 2000-M3-03 | 2 | Release | Each | 41.0 | WASHER PLAIN - LARGE 3.2 MM 7 MM , HV200, Steel, Zinc plate RoHS Washer | 10487-2000-M3-03 23983-6083737 24140-200-M3-03 | OHTA BOSSARD CHINA TR FORMAC DIV OF TR FASTENINGS | STM
1747 | 6 | 11 |  | CTAAssembly | 5437160 | 3 | Release | Each | 1.0 | Contrast ADJ. assembly |  |  | CCX
1748 | 6 | 13 |  | CTAComponent | 5440049 | 2 | Release | Each | 13.0 | PS800R SID Lift Button |  |  | CCX
1749 | 6 | 12 |  | CTAAssembly | 5438501 | 2 | Release | Each | 1.0 | Console MIC ADJ. assembly |  |  | CCX
1750 | 6 | 10 |  | CTAAssembly | 5437157 | 3 | Release | Each | 1.0 | Brightenss ADJ. assembly |  |  | CCX
1751 | 6 | 15 |  | CTAComponent | 5441110 | 4 | Release | Each | 1.0 | SID 120 Cover |  |  | CCX
1752 | 6 | 18 |  | CTAComponent | 5445221 | 4 | Release | Each | 2.0 | Potentiometer Cup |  |  | CCX
1753 | 6 | 16 |  | CTAComponent | 5441932 | 1 | Release | Each | 1.0 | Emergency Stop Bracket |  |  | CCX
1754 | 6 | 14 |  | CTAComponent | 5441109 | 5 | Release | Each | 1.0 | Panel cover |  |  | CCX
1755 | 6 | 20 |  | CTAComponent | 5445992 | 2 | Release | Each | 2.0 | resistor |  |  | CCX
1756 | 6 | 17 |  | CTAComponent | 5498232 | 1 | Release | Each | 2.0 | Tilting handle bracket |  |  | CCX
1757 | 6 | 19 |  | CTAComponent | 5445970 | 3 | Release | Each | 1.0 | SID 105 Cover |  |  | CCX
1758 | 6 | 21 |  | CTAComponent | 5449182 | 6 | Release | Each | 1.0 | SPK key cover |  |  | CCX
1759 | 6 | 24 |  | CTAComponent | 5451203 | 4 | Release | Each | 1.0 | SID 150 Cover |  |  | CCX
1760 | 6 | 23 |  | CTAComponent | 5450433 | 2 | Release | Each | 1.0 | X-ray CONTROL Lever |  |  | CCX
1761 | 6 | 25 |  | CTAComponent | 5498231 | 1 | Release | Each | 2.0 | Key bracket |  |  | CCX
1762 | 6 | 22 |  | CTAComponent | 5449183 | 1 | Release | Each | 1.0 | Potentiometer Bracket |  |  | CCX
1763 | 6 | 27 |  | CTAComponent | 5456188 | 1 | Release | Each | 2.0 | Knob Bracket |  |  | CCX
1764 | 6 | 26 |  | CTAComponent | 5454583 | 1 | Release | Each | 2.0 | Tilting Handle |  |  | CCX
1765 | 6 | 32 |  | CTAComponent | 5461565 | 2 | Release | Each | 2.0 | ROTARY SWITCH |  |  | CCX
1766 | 6 | 30 |  | CTAComponent | 5460817 | 2 | Release | Each | 1.0 | Panel cover film |  |  | HLE
1767 | 6 | 31 |  | CTAComponent | 5460818 | 1 | Release | Each | 2.0 | Tilting Handle base |  |  | CCX
1768 | 6 | 29 |  | CTAComponent | 5459997 | 1 | Release | Each | 2.0 | Cable bundler |  |  | CCX
1769 | 6 | 28 |  | CTAComponent | 5498230 | 1 | Release | Each | 1.0 | Handle bracket |  |  | CCX
1770 | 6 | 34 |  | CTAAssembly | 5473933 | 5 | Release | Each | 1.0 | TDSP Board Assembly |  |  | CCX
1771 | 7 | 1 |  | CTASoftware | 5474005 | 1 | Release | Each | 1.0 | Precision THUNIS-800+ TDSP Firmware |  |  | HLE
1772 | 7 | 2 |  | CTACircuitBoard | 5446243 | 4 | Release | Each | 1.0 | Precision THUNIS-800+ TDSP Board PWA |  |  | CCX
1773 | 8 |  | J1,J3 | CTAOOC | 2213607 | 7 | Standard | Each | 2.0 | CONNEC SUBD 9C PWB STR PLUG+440LK | 10099-09 65 161 5713 00214-D09P24A6GV00LF | HARTING FCI | STE
1774 | 8 |  | FL10,FL11 | CTAComponent | 5482604 | 1 | Release | Each | 2.0 | CHIP EMIFIL Capacitor Type |  |  | HLE
1775 | 8 |  | 1LD-3LD | CTAOOC | 2410071 | 1 | Not Recommended | Each | 3.0 | LED 7 SEGMENT DISPLAY COMMON ANODE GREEN. WARNING: Unknown Whisker Risk | 00941 HDSP-A901 11520 LTS-3861G-H1 | AVAGO TECHNOLOGIES LITE-ON | STE
1776 | 8 |  | U33 | CTAOOC | 5135116-3 | 1 | Standard | Each | 1.0 | PROGRAMMABLE CPLD, 2210 LOGIC ELEMENTS, MAX_II, 1.5-3.3V I_O VOLTAGE, 2.5-3.3V SUPPLY, 204 IO PINS, FBGA 256 | 10208-EPM2210F256C5N | ALTERA | STE
1777 | 8 |  | 1FSCN,335CN-338CN,EM_STOP_CN | CTAOOC | 5122576 | 2 | Not Recommended | Each | 6.0 | CONNECTOR 2.54MM AMPMODU, 1X4POS HEADER, STRAIGHT, SHROUDED , 0.8um GOLD, PWB2.4. WARNING: Unknown Whisker Risk | 18996-280371-3 | TE CONNECTIVITY | STE
1778 | 8 |  | C124 | CTAOOC | 2385569-5 | 3 | Standard | Each | 1.0 | CAPACITOR CERAMIC, X5R, 10UF, 10Percent, 25V, SMD 1210 | 03041-C3225X5R1E106K 08390-C1210C106K3PAC 19214-CM32X5R106K25A 19214-12103D106KAT 03041-C3225X5R1E106K250AA | TDK KEMET AVX/KYOCERA AVX/KYOCERA TDK | STE
1779 | 8 | 1 |  | CTACircuitBoard | 5436150 | 1 | Release | Each | 1.0 | PWB for Precision THUNIS-800+ TDSP Board |  |  | HLE
1780 | 8 |  | R55-R61,R68-R72,R190-R192,R222-R230 | CTAOOC | 2285457-25 | 1 | Standard | Each | 24.0 | RESISTOR 1k OHMS 5 % 500m WATTS | 02254-MCR50JZHJ102 00006-WCR2010LF102J 18981-CRCW20101K00JNE 11962-RC2010JK-071KL 06725-RK73B2HTTE102J | ROHM IRC VISHAY YAGEO KOA | STE
1781 | 8 |  | C8,C13 | CTAOOC | 46-302742P8 | 3 | Standard | Each | 2.0 | CAPACITOR FIXED 1u FARADS 35 VOLTS .138L .110W .075H 3528 SURFACE MOUNT DEVICE | 18981-293D105X9035B2TE3 08390-T491B105K035AT | VISHAY KEMET | STE
1782 | 8 |  | CR3-CR9 | CTAOOC | 5391885 | 1 | Restricted | Each | 7.0 | PROTECTION TRANSIENT SUPPRESSOR, 300W, 24V, SOT23-6 | 21202-SMS24C.TCT | SEMTECH | STE
1783 | 8 |  | DS5-DS7,DS11 | CTAOOC | 5453565 | 1 | Restricted | Each | 4.0 | LED YELLOW, STRAIGHT, 2 PER PKG, 8.89 MM X 8.89 MM | 22942-HLMP-2755 | AVAGO | STE
1784 | 8 |  | U3,U5,U8,U9,U13,U14 | CTAOOC | 2364058-4 | 1 | Standard | Each | 6.0 | I.C PHOTOCOUP X4 SOL16 4.4MM | 18981-TCMT4100 22942-ACPL-247-560E | VISHAY AVAGO | STE
1785 | 8 |  | 331CN-333CN | CTAOOC | 46-221703P17 | 4 | Restricted | Each | 3.0 | CONNECTOR, 2.54MM, 2X25POS, STRAIGHT, LONG LATCHES, 4-WALL AMP PART IS RESTRICTED DUE TO THE FACT THAT IT REQUIRES A .250 LONG SCREW TO RETAIN IT. | 00266-N3433-6303RB | 3M (MINNESOTA MINING MFG) | STE
1786 | 8 |  | S3-S5, S7-S14 | CTAComponent | 5446770 | 1 | Release | Each | 11.0 | short-travel keyswitch |  |  | HLE
1787 | 8 |  | R54,R62-R67,R73-R93,R98,R170,R175,R180,R181,R200,R204-R206,R218,R220,R221,R231-R244 | CTAOOC | 5312051-10 | 1 | Restricted | Each | 54.0 | RESISTOR 1K, 0.1PERCENT, 0.25W, 25PPM, 1206 | 18981-TNPW12061K00BEEA 06725-RN73H2BTTD1001B25 11962-RT1206BRD071KL 05498-BLU1206-1001-BT25W | VISHAY KOA YAGEO RCD COMPONENTS INC. | STE
1788 | 8 |  | R99,R106-R109,R117,R118,R125,R126,R139,R140,R142-R147,R151-R159,R211 | CTAOOC | 5245267-2 | 2 | Restricted | Each | 27.0 | RESISTOR 33 OHM, NON-MAGNETIC, 2 PERCENT, 100MW, FILM, 100PPM, 0603 | 23828-CHR0603 33 OHM +-2% | SRT RESISTOR TECHNOLOGY GMBH | STE
1789 | 8 |  | R193 | CTAOOC | 5160167 | 2 | Standard | Each | 1.0 | RESISTOR, 0R, THICK FILM, 2512, 2A, 0.05 OHM | 18981-CRCW25120000Z0E 11962-RC2512JK-070RL 06725-RK73Z3AT 02254-MCR100JZHJ000 | VISHAY YAGEO KOA ROHM | STE
1790 | 8 |  | J2 | CTAOOC | 2106009-6 | 1 | Restricted | Each | 1.0 | CONNEC LOW-PROF TRANSI 10C HEAD STR | 01940 821-A010P-AM-A00 00214-75869-101LF 00266-N2510-6002RB 10099-09 18 510 6324 18996-5103308-1 | AMPHENOL FCI 3M (MINNESOTA MINING MFG) HARTING TE CONNECTIVITY | STE
1791 | 8 |  | U2,U6,U17-U22 | CTAOOC | 2111738-3 | 1 | Restricted | Each | 8.0 | DARLINGTON ARRAY,8 CHANNEL,OPEN COLLECTOR,50V,500MA,SOL18 | 00495-ULN2803ADW | TEXAS INSTRUMENTS | STE
1792 | 8 |  | R210 | CTAOOC | 46-312792P18 | 2 | Standard | Each | 1.0 | RESISTOR 10 OHMS 1 PERCENT .125 WATTS SURFACE MOUNTING 100PPM/DEG C 100V L .079 W .050 T .018 | 18981-CRCW080510R0FKE 11962-RC0805FR-0710RL 05498-MC080510R0FTW 00006-WCR0805LF10R0F | VISHAY YAGEO RCD COMPONENTS INC. IRC | STE
1793 | 8 |  | R100 | CTAOOC | 46-312792P11 | 4 | Standard | Each | 1.0 | RESISTOR 2k OHMS 1 % .125 WATTS 100V 100PPM/C | 18981-CRCW08052K00FKE 11623-NRC10F2001TRF 00006-WCR0805LF2001F 06725-RK73H2ATTD2001F 05498-MC08052001FTW | VISHAY NIC COMPONENTS CORPORATION IRC KOA RCD COMPONENTS INC. | STE
1794 | 8 |  | R9-R24,R29-R36,R38-R46,R97,R101-R105,R110,R111,R113-R116,R119-R124,R127-R138,R141,R171-R174,R176-R179,R182-R185,R212 | CTAOOC | 46-312792P13 | 4 | Standard | Each | 77.0 | RESISTOR 1k OHMS 1 PERCENT .125 WATTS 0805 CASE SIZE | 11623-NRC10F1001TRF 05498-MC08051001FTW 18981-CRCW08051K00FKE 06725-RK73H2ATTD1001F 00006-WCR0805LF1001F | NIC COMPONENTS CORPORATION RCD COMPONENTS INC. VISHAY KOA IRC | STE
1795 | 8 |  | R1-R8,R25-R28,R160-R169,R194-R199,R201-R203,R219 | CTAOOC | 46-312792P16 | 4 | Standard | Each | 32.0 | RESISTOR 332 OHMS 1 % .125 WATTS 100V 0805 CASE SIZE THICK FILM +-100 PPM/C | 06725-RK73H2ATTD3320F 05498-MC08053320FTW 18981-CRCW0805332RFKE 00006-WCR0805LF3320F | KOA RCD COMPONENTS INC. VISHAY IRC | STE
1796 | 8 |  | R94-R96,R112,R186-R189 | CTAOOC | 46-312792P7 | 4 | Standard | Each | 8.0 | RESISTOR 10k OHMS 1 PERCENT .125 WATTS SURFACE MOUNTING 0805 PACKAGE 100 PPM/DEGREE C 100V L .079 W .050 T .018 | 11623-NRC10F1002TRF 05498-MC08051002FTW 18981-CRCW080510K0FKE 00006-WCR0805LF1002F 06725-RK73H2ATTD1002F | NIC COMPONENTS CORPORATION RCD COMPONENTS INC. VISHAY IRC KOA | STE
1797 | 8 |  | D3 | CTAOOC | 46-311083P2 | 3 | Standard | Each | 1.0 | BAV70 SWITCHING DIODE DUAL SER SW VR-70V VF-1.25V 200 MA SOT23 | 18846-BAV70LT1G 18889-BAV 70 E6327 18889-BAV70E6327HTSA1 | ON SEMICONDUCTOR INFINEON TECHNOLOGIES AG INFINEON TECHNOLOGIES AG | STE
1798 | 8 |  | C6,C9-C12,C14-C19,C21,C23-C30,C71-C73,C78-C88,C91-C121 | CTAOOC | 2187107-6 | 3 | Not Recommended | Each | 65.0 | CAPACITOR FIXED .1u FARADS 50 VOLTS | 08390 C0805C104K5RAC 07945-CL21B104KBCNNNC | KEMET SAMSUNG | STE
1799 | 8 |  | C33 | CTAOOC | 2187107-10 | 2 | Standard | Each | 1.0 | CAPACITOR CERAMIC X7R, 1UF 10Percent, 16V, SMD 0805 | 02862-GRM21BR71C105KA01 19214-0805YC105KAT | MURATA AVX/KYOCERA | STE
1800 | 8 |  | C1-C3 | CTAOOC | 2187107-11 | 1 | Standard | Each | 3.0 | CAPACITOR FIXED .027u FARADS 50 VOLT 10% TOLERANCE; 0805 CASE SIZE; X7R | 19214 08055C273KAT 08390 C0805C273K5RAC 18981-VJ0805Y273KXA 11623-NMC0805X7R273K50TRPF 02862-GRM219R71H273KA01 | AVX/KYOCERA KEMET VISHAY NIC COMPONENTS CORPORATION MURATA | STE
1801 | 8 |  | U7 | CTAOOC | 2154023 | 2 | Standard | Each | 1.0 | INT DRIVER LIGN 26C31 SO16 .15 SMD | 00036-DS26C31TM NOPB 00495-AM26C31IDE4 00495-DS26C31TM NOPB | NATIONAL SEMICONDUCTOR TEXAS INSTRUMENTS TEXAS INSTRUMENTS | STE
1802 | 8 |  | C4,C62-C70,C74-C77 | CTAOOC | 2187107-3 | 1 | Standard | Each | 14.0 | CAPACITOR FIXED .01u FARADS 50 VOLTS | 08390 C0805C103K5RAC 19214-08055C103KAT | KEMET AVX/KYOCERA | STE
1803 | 8 |  | J4 | CTAOOC | 2115384-2 | 2 | Standard | Each | 1.0 | FASTON TAB, 6.3X0.8MM, STRAIGHT, 5.08MM PITCH, PWB3.2, TINNED | 04947-1287 18996-1217056-1 | KEYSTONE ELECTRONICS CORP TE CONNECTIVITY | STE
1804 | 8 |  | 334CN | CTAOOC | 2227700-6 | 4 | Standard | Each | 1.0 | CONNECT TRANSIT+LATCH 40C HEADER STR | 00214-71918-140LF 00266-N3432-6302RB 18996-5499206-9 10099-09 18 540 5904 | FCI 3M (MINNESOTA MINING MFG) TE CONNECTIVITY HARTING | STE
1805 | 8 |  | TP4-TP9 | CTAOOC | 2233921 | 2 | Standard | Each | 6.0 | TEST POINT, SMD 1005 | 04947 5015 ZZC70-TP-108-02-1-T | KEYSTONE ELECTRONICS CORP COMPONENTS CORPORATION | STE
1806 | 8 |  | C7,C20,C22,C32,C34-C40,C42,C44,C46,C48-C61,C125-C128 | CTAOOC | 2235239-6 | 2 | Standard | Each | 32.0 | CAPACITOR X7R 100NF 10% 16V 0603 | 08390 C0603C104K4RAC 18981-VJ0603Y104KXJ 11962-CC0603KRX7R7BB104 19214-0603YC104KAT | KEMET VISHAY YAGEO AVX/KYOCERA | STE
1807 | 8 |  | R207-R209,R213-R217 | CTAOOC | 2236238 | 2 | Standard | Each | 8.0 | RESISTOR, 0 OHM, THICK FILM, 0603, 1A, 0.05 OHM MAX | 02254-MCR03EZPJ000 18981-CRCW06030000Z0E 00078-CR0603J/000ELF 05498-ZC0603TW 06725-RK73Z1JT 11962-RC0603JR-070RL | ROHM VISHAY BOURNS RCD COMPONENTS INC. KOA YAGEO | STE
1808 | 8 |  | D1,D2,D4-D15 | CTAOOC | 2212279 | 2 | Standard | Each | 14.0 | DIODE, RECTIFIER, 200V 2A, SMB PACKAGE | 00124-STTH2R02U 18981-ES2D-E3/52T | ST MICROELECTRONICS VISHAY | STE
1809 | 8 |  | C89,C90 | CTAOOC | 2212396-6 | 1 | Restricted | Each | 2.0 | CAPACITOR FIXED 100u FARADS 50 VOLTS ALUMINUM ELECTROLYTIC SMT 10X10MM | 06533-UWS1H101MCL1GS | NICHICON CORPORATION | STE
1810 | 8 |  | U1,U15,U16 | CTAOOC | 2211252-15 | 2 | Standard | Each | 3.0 | LOGIC 74AHC-VHC373 TSSOP20 | 18846-MC74VHC373DTR2G 00495-SN74AHC373PWG4 | ON SEMICONDUCTOR TEXAS INSTRUMENTS | STE
1811 | 8 |  | U26 | CTAOOC | 2211252-5 | 4 | Standard | Each | 1.0 | LOGIC 74AHC-VHC14 TSSOP14 | 00495-SN74AHC14PWG4 18846-MC74VHC14DTG 00495-SN74AHC14PWE4 00495 SN74AHC14PW | TEXAS INSTRUMENTS ON SEMICONDUCTOR TEXAS INSTRUMENTS TEXAS INSTRUMENTS | STE
1812 | 8 |  | DS1-DS4,DS8-DS10,DS12-DS16 | CTAOOC | 2279219-2 | 1 | Standard | Each | 12.0 | LED GREEN LTST-C190G 0603 SMD | 18802 AP1608SGC 00941 HSMG-C190 11520 LTST-C190GKT 09050 PG1111C | KINGBRIGHT AVAGO TECHNOLOGIES LITE-ON STANLEY ELECTRIC CO LTD | STE
1813 | 8 |  | Y1 | CTAOOC | 2304499-20 | 4 | Standard | Each | 1.0 | CRYSTAL OSCILLATOR 12.288 MHZ, 3.3VOLTS, TTL_CMOS, 50PPM FREQ TOLERANCE, 5X7.5 BODY SIZE | 19133-EC2645TTS-12.288M 19214-KC7050C-12.2880-C30E00 05968-S1803B-12.2880 20038-124-12.288-1 05968-S1613B-12.2880 11718-CO4305S-12.288-T | ECLIPTEK AVX/KYOCERA PERICOM, FORMERLY SARONIX FOX ELECTRONICS PERICOM, FORMERLY SARONIX RALTRON (FORMERLY SHOWA) | STE
1814 | 8 |  | FL1-FL9,FL12-FL14 | CTAOOC | 2306384-4 | 1 | Restricted | Each | 12.0 | FERRITE BEAD 1000 OHM at 100 MHZ 400 MA RATING, 0603 PACKAGE | 02862 BLM18AG102SN1 | MURATA | STE
1815 | 8 |  | S1 | CTAOOC | 2253364-2 | 3 | Not Recommended | Each | 1.0 | SURFACE MOUNT DIP SWITCH, 4 POSITION GULL WING WITH POLYIMIDE TAPE SEAL MACHINE-INSERTABLE. WARNING: Unknown Whisker Risk | 05229-90HBW04PRT 00031-219004MST | GRAYHILL CTS CORP | STE
1816 | 8 |  | U4,U10-U12 | CTAOOC | 2274393-3 | 3 | Standard | Each | 4.0 | IC, RECEIVER RS422, QUAD, 3.3V, 1 ENABLE, AM26LV32, SO16, 85C | 00495-AM26LV32IDE4 00036-DS26LV32ATM NOPB 00495-DS26LV32ATM NOPB | TEXAS INSTRUMENTS NATIONAL SEMICONDUCTOR TEXAS INSTRUMENTS | STE
1817 | 8 |  | U25 | CTAOOC | 2274500-2 | 1 | Standard | Each | 1.0 | LOGIC INTERFACE RS-232 DRIVER-RECEIVER TSSOP 3 TO 5 V SUPPLY WITH ESD PROTECTION | 00495-MAX3232CPWE4 00124-ST3232ECTR 01649-ADM3202ARUZ | TEXAS INSTRUMENTS ST MICROELECTRONICS ANALOG DEVICES | STE
1818 | 8 |  | U23,U24 | CTAOOC | 2246237-2 | 3 | Standard | Each | 2.0 | DRIVER-RECEIVER UART WITH 16 BYTE FIFO 3.3-5V SUPPLY, 48-TQFP NOTE ONLY TI PART HAS AUTOFLOW CNTRL | 00495-TL16C550CPTG4 ZZE10-ST16C550CQ48-F | TEXAS INSTRUMENTS EXAR | STE
1819 | 8 |  | C5,C31,C41,C43,C45,C47 | CTAOOC | 2240282-15 | 2 | Standard | Each | 6.0 | CAPACITOR CERAMIC, X7R, 10UF, 10Percent, 16V, SMD 1206 | 03041-C3216X7R1C106K 08390-C1206C106K4RAC 11962-CC1206KKX7R7BB106 03041-C3216X7R1C106K160AC | TDK KEMET YAGEO TDK | STE
1820 | 8 |  | VR1 | CTAOOC | 2334692 | 1 | Restricted | Each | 1.0 | REGULATOR 3.3V OUTPUT LOW DROPOUT ANYCAP, 1.5A OUTPUT, SOT-223 | 01649-ADP3339AKCZ-3.3 | ANALOG DEVICES, INC. | STE
1821 | 6 | 33 |  | CTAAssembly | 5462310 | 2 | Release | Each | 1.0 | Console SPK ADJ. assembly |  |  | CCX
1822 | 6 | 35 |  | CTAComponent | 5482603 | 3 | Release | Each | 1.0 | Voice enable button |  |  | CCX
1823 | 6 | 37 |  | CTAComponent | C2106-M4-02 | 3 | Release | Each | 4.0 | Spring Lock Washer, M4, Zinc plated, Rohs Fastener | 24140-C2106-M4-02 | TR FORMAC DIV OF TR FASTENINGS | HLE
1824 | 6 | 38 |  | CTAComponent | 5498234 | 1 | Release | Each | 1.0 | Button washer |  |  | CCX
1825 | 6 | 36 |  | CTAComponent | 5491249 | 1 | Release | Each | 1.0 | Left knob bracket |  |  | CCX
1826 | 5 | 10 |  | ECCCollectorPart | 5479476 | 3 | Release | Each | 1.0 | Desk label collector |  |  | CCX
1827 | 5 | 9 |  | CTAComponent | 5491248 | 1 | Release | Each | 2.0 | Right washer |  |  | CCX
1828 | 5 | 8 |  | CTAComponent | 5491247 | 1 | Release | Each | 2.0 | Left washer |  |  | CCX
1829 | 5 | 11 |  | CTAComponent | 5120929 | 2 | Release | Each | 1.0 | Storm Console keyboard bracket |  |  | CCX
1830 | 5 | 12 |  | CTAComponent | 5161171 | 2 | Release | Each | 2.0 | Cable screw | 20284-5161171 | BOSSARD LTD. FASTENERS | HLE
1831 | 4 | 5 |  | CTAComponent | 5461759 | 1 | Release | Each | 40.0 | NYLON BINDING TIE CLAMP KSS CV-180 tie wrap 180x3.6mm Max Bundle Dia 46mm |  |  | HLE
1832 | 4 | 3 |  | ECCCollectorPart | 5452094 | 3 | Release | Each | 1.0 | Console cable collector |  |  | HLE
1833 | 5 | 11 |  | CTAComponent | 5451796 | 3 | Release | Each | 1.0 | Cabinet Interface Board Power Cable |  |  | CCX
1834 | 5 | 10 |  | CTAComponent | 5437756 | 1 | Release | Each | 1.0 | Cabinet door ground cable |  |  | HLE
1835 | 5 | 7 |  | CTAComponent | 5454302 | 2 | Release | Each | 1.0 | Console DSA LVDS Convert Cable |  |  | HLE
1836 | 5 | 6 |  | CTAComponent | 5455121 | 1 | Release | Each | 1.0 | Console DSA SYNC SIGNAL CABLE |  |  | HLE
1837 | 5 | 13 |  | CTAComponent | 5456161 | 2 | Release | Each | 1.0 | Cabinet PCU Real-time Control Cable |  |  | HLE
1838 | 5 | 12 |  | CTAComponent | 5456928 | 1 | Release | Each | 1.0 | Cabinet PCU ground cable |  |  | HLE
1839 | 5 | 5 |  | CTAComponent | 5455126 | 1 | Release | Each | 1.0 | Console DSA 1750 Card RT Control Cable |  |  | HLE
1840 | 5 | 1 |  | CTAComponent | 5453651 | 2 | Release | Each | 1.0 | Console Image Monitor Power Cable |  |  | CCX
1841 | 5 | 2 |  | CTAComponent | 5461517 | 1 | Release | Each | 1.0 | Console Workstation Power Cable |  |  | HLE
1842 | 5 | 4 |  | CTAComponent | 5446734 | 2 | Release | Each | 1.0 | Console Camera Link Cable |  |  | HLE
1843 | 5 | 3 |  | CTAComponent | 5455343 | 3 | Release | Each | 1.0 | Console Workstation-Gen Console COM Cable |  |  | CCX
1844 | 5 | 9 |  | CTAComponent | 5439492 | 3 | Release | Each | 1.0 | Console IF board-Gen console COM Cable |  |  | CCX
1845 | 5 | 8 |  | CTAComponent | 5443331 | 1 | Release | Each | 1.0 | Console PCU Communication Cable |  |  | HLE
1846 | 4 | 2 |  | ECCCollectorPart | 5444848 | 5 | Release | Each | 1.0 | Console cabinet assembly |  |  | CCX
1847 | 5 | 9 |  | CTAComponent | 2000-M4-03 | 3 | Release | Each | 1.0 | FLAT WASHER - NORMAL SERIES, ISO 7089, M4 CLASS 200H STEEL, ZINC PLATED RoHS FASTENER | 24140-M4/-/PWSTWA/TC1/DIN125 10487-2000-M4-03 A0996-BN 343 M4 CR6+FREE 24432-11103691 11060-M4NWSFSTZ6/125ATP | TR FORMAC DIV OF TR FASTENINGS OHTA BOSSARD FASTENAL ANIXTER | STM
1848 | 5 | 5 |  | CTAAssembly | 5445960 | 6 | Release | Each | 1.0 | Digital image subsystem |  |  | CCX
1849 | 6 | 4 |  | CTAComponent | 5460013 | 1 | Release | Each | 1.0 | Console Digital box Image Converter Board Power Cable |  |  | HLE
1850 | 6 | 6 |  | ECCCollectorPart | 5448915 | 3 | Release | Each | 1.0 | Software CD for Precision THUNIS-800+ RF system |  |  | CCX
1851 | 7 | 1 |  | CTAComponent | 5474003 | 3 | Release | Each | 1.0 | APR TST |  |  | CCX
1852 | 6 | 2 |  | CTAComponent | 5121183-ROHS | 2 | Release | Each | 1.0 | Digital image converting board |  |  | CCX
1853 | 6 | 5 |  | CTAComponent | 5440284 | 1 | Release | Each | 1.0 | Console Digital box Image Converter BNC Signal Cable |  |  | HLE
1854 | 6 | 1 |  | CTAAssembly | 5460503 | 4 | Release | Each | 1.0 | Digital box |  |  | CCX
1855 | 7 | 4 |  | CTAComponent | 5121177-ROHS | 2 | Release | Each | 1.0 | Image frame grabber |  |  | CCX
1856 | 7 | 1 |  | CTAComponent | 5440791 | 2 | Release | Each | 1.0 | USB mouse |  |  | CCX
1857 | 7 | 2 |  | CTAComponent | 5443246 | 3 | Release | Each | 1.0 | USB keyboard |  |  | CCX
1858 | 7 | 5 |  | CTAAssembly | 5458231 | 2 | Release | Each | 1.0 | Workstation x86 PC |  |  | CCX
1859 | 7 | 3 |  | CTAComponent | 5121174-ROHS | 2 | Release | Each | 1.0 | 1750 PCI Digital IO Card |  |  | CCX
1860 | 5 | 2 |  | CTAAssembly | 5438415 | 5 | Release | Each | 1.0 | Console cabinet |  |  | CCX
1861 | 6 | 2 |  | CTAComponent | 1007-M4C016-14 | 1 | Release | Each | 2.0 | Phillips Pan Head Screw, ISO 7045, M4-0.7, X16mm Long, Grade 4.8 Steel, Zinc Plated, RoHS Fastener | 20589-10948-03572 11060-M4C16MXPSTZ6/7985 | FASTENAL COMPANY ANIXTER | STM
1862 | 6 | 3 |  | CTAComponent | 2000-M4-03 | 3 | Release | Each | 7.0 | FLAT WASHER - NORMAL SERIES, ISO 7089, M4 CLASS 200H STEEL, ZINC PLATED RoHS FASTENER | 24140-M4/-/PWSTWA/TC1/DIN125 10487-2000-M4-03 A0996-BN 343 M4 CR6+FREE 24432-11103691 11060-M4NWSFSTZ6/125ATP | TR FORMAC DIV OF TR FASTENINGS OHTA BOSSARD FASTENAL ANIXTER | STM
1863 | 6 | 1 |  | CTAComponent | 1007-M4C010-14 | 2 | Release | Each | 5.0 | Phillips Pan Head Screw, ISO 7045, M4-0.7, X10mm Long, Grade 4.8 Steel, Zinc Plated, RoHS Fastener | 11060-M4C10MXPSTZ6/7985 20589-10948-03570 24140-M4/10/PPSTMC/TC1/ISO7045 | ANIXTER FASTENAL COMPANY TR FORMAC DIV OF TR FASTENINGS | STM
1864 | 6 | 8 |  | CTAComponent | 5445416-4 | 1 | Release | Each | 1.0 | AVID PRODUCTS STEEL P-CLAMP or R-clamp DIA9.5, WIDE12.7,19243-SCP-6-325-265 |  |  | HLE
1865 | 6 | 7 |  | CTAComponent | 5445416-2 | 1 | Release | Each | 2.0 | AVID PRODUCTS STEEL P-CLAMP or R-clamp DIA6.4, WIDE9.7, 19243-SCP-4-323-203 |  |  | HLE
1866 | 6 | 5 |  | CTAComponent | 5438742 | 2 | Release | Each | 2.0 | Fuse Holder |  |  | CCX
1867 | 6 | 6 |  | CTAComponent | 5440286 | 2 | Release | Each | 1.0 | terminal board |  |  | CCX
1868 | 6 | 4 |  | CTAComponent | 5168929 | 1 | Release | Each | 3.0 | copper socket |  |  | HLE
1869 | 6 | 10 |  | CTAComponent | C2106-M4-02 | 3 | Release | Each | 7.0 | Spring Lock Washer, M4, Zinc plated, Rohs Fastener | 24140-C2106-M4-02 | TR FORMAC DIV OF TR FASTENINGS | HLE
1870 | 6 | 9 |  | CTAAssembly | 5459476 | 3 | Release | Each | 1.0 | Cabinet box |  |  | CCX
1871 | 7 | 2 |  | CTAComponent | 1007-M2C006-14 | 1 | Release | Each | 4.0 | Phillips Pan Head Screw, ISO 7045, M2-0.4, X6mm Long, Grade 4.8 Steel, Zinc Plated, RoHS Fastener | 20589-10948-03557 11060-M2C6MXPSTZ6/7985 | FASTENAL COMPANY ANIXTER | STM
1872 | 7 | 3 |  | CTAComponent | 1007-M4C010-14 | 2 | Release | Each | 70.0 | Phillips Pan Head Screw, ISO 7045, M4-0.7, X10mm Long, Grade 4.8 Steel, Zinc Plated, RoHS Fastener | 11060-M4C10MXPSTZ6/7985 20589-10948-03570 24140-M4/10/PPSTMC/TC1/ISO7045 | ANIXTER FASTENAL COMPANY TR FORMAC DIV OF TR FASTENINGS | STM
1873 | 7 | 4 |  | CTAComponent | 1007-M6C012-14 | 1 | Release | Each | 1.0 | Phillips Pan Head Screw, ISO 7045, M6-1, X12mm Long, Grade 4.8 Steel, Zinc Plated, RoHS Fastener | 20589-10948-03583 11060-M6C12MXPSTZ6/7985 | FASTENAL COMPANY ANIXTER | STM
1874 | 7 | 1 |  | CTAComponent | 1000-M6C020-04 | 4 | Release | Each | 4.0 | Hexagon Socket Head Cap Screw, M6-1, X20mm Long, Grade 8.8 Steel, Zinc Plated, RoHS Fastener | 11060-M6C20KCSC9Z6/912 10487-1000-M6C020-04 24140-M6/20/SOHTCS/TC1D/DIN912 20589-10948-03240 A0996-BN 4 M6 x 20mm CR6+FREE | ANIXTER OHTA TR FORMAC DIV OF TR FASTENINGS FASTENAL COMPANY BOSSARD | STM
1875 | 7 | 6 |  | CTAComponent | 1010-M4C010-14 | 2 | Release | Each | 6.0 | Phillips Flat Head Screw, ISO 7046, M4-0.7, X10mm Long, Grade 4.8 Steel, Zinc Plated, RoHS Fastener | 20589-10948-03508 11060-M4C10MXFSTZ6/965A 24140-M4/10/KPSTMC/TC1/DIN965 | FASTENAL COMPANY ANIXTER TR FORMAC DIV OF TR FASTENINGS | STM
1876 | 7 | 8 |  | CTAComponent | 2000-M6-03 | 3 | Release | Each | 21.0 | Flat Washer, ISO7089, M6, Steel 200HV, Zinc Plated, RoHS Fastener | 20589-10948-03457 10487-2000-M6-03 11060-M6NWSFSTZ6/125ATP 24140-M6/-/PWSTWA/TC1/DIN125 | FASTENAL COMPANY OHTA ANIXTER TR FORMAC DIV OF TR FASTENINGS | STM
1877 | 7 | 7 |  | CTAComponent | 2000-M4-03 | 3 | Release | Each | 54.0 | FLAT WASHER - NORMAL SERIES, ISO 7089, M4 CLASS 200H STEEL, ZINC PLATED RoHS FASTENER | 24140-M4/-/PWSTWA/TC1/DIN125 10487-2000-M4-03 A0996-BN 343 M4 CR6+FREE 24432-11103691 11060-M4NWSFSTZ6/125ATP | TR FORMAC DIV OF TR FASTENINGS OHTA BOSSARD FASTENAL ANIXTER | STM
1878 | 7 | 5 |  | CTAComponent | 1010-M3C008-14 | 1 | Release | Each | 2.0 | Phillips Flat Head Screw, ISO 7046, M3-0.5, X8mm Long, Grade 4.8 Steel, Zinc Plated, RoHS Fastener | 20589-10948-03502 11060-M3C8MXFSTZ6/965A | FASTENAL COMPANY ANIXTER | STM
1879 | 7 | 9 |  | CTAComponent | 5439736 | 1 | Release | Each | 2.0 | Foot cable bundler |  |  | CCX
1880 | 7 | 14 |  | CTAComponent | 5449387 | 1 | Release | Each | 2.0 | Workstation limiter |  |  | CCX
1881 | 7 | 15 |  | CTAAssembly | 5449388 | 1 | Release | Each | 1.0 | Cabinet door |  |  | CCX
1882 | 8 | 1 |  | CTAComponent | 5441349 | 1 | Release | Each | 1.0 | Cabinet door cover |  |  | CCX
1883 | 8 | 2 |  | CTAComponent | 5457198 | 1 | Release | Each | 2.0 | Cabinet door holder |  |  | CCX
1884 | 7 | 12 |  | CTAComponent | 5446200 | 1 | Release | Each | 1.0 | Copper grounding bar |  |  | CCX
1885 | 7 | 10 |  | CTAComponent | 5440503 | 2 | Release | Each | 1.0 | Electric component bracket |  |  | CCX
1886 | 7 | 13 |  | CTAComponent | 5446201 | 2 | Release | Each | 2.0 | caster |  |  | CCX
1887 | 7 | 11 |  | CTAAssembly | 5499826 | 1 | Release | Each | 1.0 | Cabinet rear cover |  |  | CCX
1888 | 8 | 2 |  | CTAComponent | 5496758 | 1 | Release | Each | 1.0 | Cabinet rear cover rib |  |  | CCX
1889 | 8 | 1 |  | CTAComponent | 5450648 | 1 | Release | Each | 1.0 | Cabinet rear cover plate |  |  | CCX
1890 | 7 | 16 |  | CTAComponent | 5451426 | 2 | Release | Each | 2.0 | caster with brake |  |  | CCX
1891 | 7 | 17 |  | CTAComponent | 5452025 | 1 | Release | Each | 4.0 | Cable Gate |  |  | CCX
1892 | 7 | 18 |  | CTAComponent | 5454748 | 1 | Release | Each | 1.0 | Locking plate |  |  | CCX
1893 | 7 | 19 |  | CTAComponent | 5459475 | 1 | Release | Each | 1.0 | Top cable bundler |  |  | CCX
1894 | 7 | 21 |  | CTAComponent | 5462481 | 1 | Release | Each | 1.0 | Cabinet left cover plate |  |  | CCX
1895 | 7 | 23 |  | CTAComponent | 5491219 | 1 | Release | Each | 4.0 | pad |  |  | CCX
1896 | 7 | 22 |  | CTAComponent | 5491152 | 1 | Release | Each | 1.0 | Switch power bracket |  |  | CCX
1897 | 7 | 20 |  | CTAComponent | 5460240 | 2 | Release | Each | 1.0 | Lock |  |  | CCX
1898 | 7 | 24 |  | CTAAssembly | 5491221 | 3 | Release | Each | 1.0 | Cabinet frame |  |  | CCX
1899 | 8 | 1 |  | CTAComponent | 5437395 | 2 | Release | Each | 1.0 | Cabinet frame base |  |  | CCX
1900 | 8 | 3 |  | CTAComponent | 5449847 | 1 | Release | Each | 1.0 | Cabinet frame rear beam |  |  | CCX
1901 | 8 | 2 |  | CTAComponent | 5439738 | 1 | Release | Each | 1.0 | Cabinet frame front beam |  |  | CCX
1902 | 8 | 7 |  | CTAComponent | 5497941 | 1 | Release | Each | 18.0 | nut block for column |  |  | CCX
1903 | 8 | 6 |  | CTAComponent | 5497940 | 1 | Release | Each | 2.0 | nut block for column |  |  | CCX
1904 | 8 | 5 |  | CTAComponent | 5495367 | 2 | Release | Each | 1.0 | Workstation install base |  |  | CCX
1905 | 8 | 4 |  | CTAComponent | 5491226 | 1 | Release | Each | 2.0 | Caster install base |  |  | CCX
1906 | 8 | 8 |  | CTAComponent | 5500903 | 1 | Release | Each | 2.0 | PS800R cabinet caster install plate |  |  | CCX
1907 | 7 | 26 |  | CTAComponent | 5495366 | 1 | Release | Each | 1.0 | Door adjuster |  |  | CCX
1908 | 7 | 25 |  | CTAAssembly | 5491227 | 1 | Release | Each | 2.0 | Cabinet door bracket |  |  | CCX
1909 | 8 | 1 |  | CTAComponent | 5439737 | 1 | Release | Each | 1.0 | Cabinet door bracket base |  |  | CCX
1910 | 8 | 2 |  | CTAComponent | 5491233 | 1 | Release | Each | 1.0 | Cabinet door bracket connector |  |  | CCX
1911 | 8 | 3 |  | CTAComponent | 5491234 | 1 | Release | Each | 1.0 | Cabinet door shaft |  |  | CCX
1912 | 7 | 30 |  | CTAComponent | 1000-M6C014-04 | 1 | Release | Each | 16.0 | Hexagon Socket Head Cap Screw, M6-1, X14mm Long, Grade 8.8 Steel, Zinc Plated, RoHS Fastener | 10487-1000-M6C014-04 | OHTA | STM
1913 | 7 | 29 |  | CTAComponent | C2106-M6-02 | 3 | Release | Each | 21.0 | Spring Lock Washer, M6, Zinc plated, Rohs Fastener | 24140-C2106-M6-02 | TR FORMAC DIV OF TR FASTENINGS | HLE
1914 | 7 | 28 |  | CTAComponent | C2106-M4-02 | 3 | Release | Each | 54.0 | Spring Lock Washer, M4, Zinc plated, Rohs Fastener | 24140-C2106-M4-02 | TR FORMAC DIV OF TR FASTENINGS | HLE
1915 | 5 | 7 |  | CTAComponent | 5462293 | 2 | Release | Each | 1.0 | Switch Power |  |  | CCX
1916 | 5 | 11 |  | CTAComponent | C2106-M4-02 | 3 | Release | Each | 1.0 | Spring Lock Washer, M4, Zinc plated, Rohs Fastener | 24140-C2106-M4-02 | TR FORMAC DIV OF TR FASTENINGS | HLE
1917 | 5 | 10 |  | CTAComponent | 3000-M4C-04 | 5 | Release | Each | 1.0 | Hexagon Nut, ISO4032, M4-0.7, Grade 8 Steel, Zinc Plated, RoHS Fastener | 24140-M4/-/HFH8-/TC1D/DIN934 A0996-BN117 M4 CR6+FREE 20589-10948-03686 11060-M4CNFHC7Z6/934 | TR FORMAC DIV OF TR FASTENINGS BOSSARD FASTENAL COMPANY ANIXTER | STM
1918 | 5 | 6 |  | CTAComponent | 5452637 | 3 | Release | Each | 1.0 | Cabinet Power Harness |  |  | HLE
1919 | 5 | 1 |  | CTAComponent | 5132190 | 1 | Release | Each | 1.0 | Thales PCU and PCU power cable. For TH800 and TH800 |  |  | HLE
1920 | 5 | 8 |  | CTAAssembly | 5473934 | 5 | Release | Each | 1.0 | IF Board Assembly |  |  | CCX
1921 | 6 | 2 |  | CTACircuitBoard | 5436648 | 4 | Release | Each | 1.0 | Precision THUNIS-800+ IF board |  |  | CCX
1922 | 7 |  | C53 | CTAOOC | 2183937-3 | 2 | Standard | Each | 1.0 | CAPA TANT 2,2UF 10% 35V 3528 | 08390-T491B225K035AT 19214-TAJB225K035RNJ | KEMET AVX/KYOCERA | STE
1923 | 7 |  | J8, J10 | CTAOOC | 2137666-4 | 0 | Not Recommended | Each | 2.0 | CONNECTOR 5 CONTACTS 600 VOLTS 3 AMP SINGLE ROW .125~ STRAIGHT HEADER WITH POLARIZATION SLOTS | 01525 70545-0039 | MOLEX | CXR
1924 | 7 |  | J5 | CTAOOC | 2213608-2 | 6 | Standard | Each | 1.0 | CONNEC SUBD 15C PWB STR RECEP+440LK | 00214-D15S24A6GV00LF 10099-09 66 251 5513 | FCI HARTING | STE
1925 | 7 |  | C54 | CTAOOC | 2235239 | 3 | Standard | Each | 1.0 | CAPACITOR X7R 2.2NF 10 PERCENT 50V 0603 | 18981-VJ0603Y222KXA 11962-CC0603KRX7R9BB222 03041-C1608X7R1H222K | VISHAY YAGEO TDK | STE
1926 | 7 |  | J17 | CTAOOC | 2213608-3 | 7 | Standard | Each | 1.0 | CONNEC SUBD 25C PWB STR RECEP+440LKC | 10099-09 66 351 5513 00214-D25S24A6GV00LF | HARTING FCI | STE
1927 | 7 |  | J7 | CTAOOC | 2213607-4 | 8 | Standard | Each | 1.0 | CONNEC SUBD 37C PWB STR PLUG+440LK | 00214-D37P24A6GV00LF 10099-09 65 461 5713 | FCI HARTING | STE
1928 | 7 |  | J3, J4 | CTAOOC | 2213607-3 | 8 | Standard | Each | 2.0 | CONNEC SUBD 25C PWB STR PLUG+440LK | 00214-D25P24A6GV00LF 10099-09 65 361 5713 | FCI HARTING | STE
1929 | 7 |  | J14 | CTAOOC | 2186198-9 | 2 | Standard | Each | 1.0 | CONNECTOR 5.08MM MSTBA, 1X5POS HEADER, RIGHT ANGLE, TINNED, PWB2.4 | 11675 1757271 18996-796638-5 | PHOENIX CONTACTS TE CONNECTIVITY | STE
1930 | 7 |  | C49, C56, C60 | CTAOOC | 2298052 | 5 | Standard | Each | 3.0 | U6203CS CAPACITOR FIXED 100 uFARADS | 07092-EEEHA1C101WP 06533-UWZ1C101MCL1GB | PANASONIC NICHICON CORPORATION | STE
1931 | 7 |  | PS1 | CTAOOC | 2252400-4 | 1 | Restricted | Each | 1.0 | POWER SUPPLY 5 VOLTS 306m AMPS 5 VOL REGULATED, 1000V ISOLATION, SO-28 | 00495-DCR010505UE4 | TEXAS INSTRUMENTS | STE
1932 | 7 |  | S2 | CTAOOC | 2253364-2 | 3 | Not Recommended | Each | 1.0 | SURFACE MOUNT DIP SWITCH, 4 POSITION GULL WING WITH POLYIMIDE TAPE SEAL MACHINE-INSERTABLE. WARNING: Unknown Whisker Risk | 05229-90HBW04PRT 00031-219004MST | GRAYHILL CTS CORP | STE
1933 | 7 |  | U18 | CTAOOC | 2276618-3 | 1 | Not Recommended | Each | 1.0 | PROGRAMMABLE LOGIC DEVICE FPGA | 10208-EP1K100QC208-3N | ALTERA | STE
1934 | 7 |  | DS32-DS38 | CTAOOC | 2279219-3 | 1 | Standard | Each | 7.0 | LED YEL LTST-C190Y 0603 SMD | 09050 AY1111C 00941 HSMY-C190 11520 LTST-C190YKT 18802 AP1608YC | STANLEY ELECTRIC CO LTD AVAGO TECHNOLOGIES LITE-ON KINGBRIGHT | STE
1935 | 7 |  | DS1-DS31 | CTAOOC | 2279219-2 | 1 | Standard | Each | 31.0 | LED GREEN LTST-C190G 0603 SMD | 18802 AP1608SGC 00941 HSMG-C190 11520 LTST-C190GKT 09050 PG1111C | KINGBRIGHT AVAGO TECHNOLOGIES LITE-ON STANLEY ELECTRIC CO LTD | STE
1936 | 7 |  | U19, U20 | CTAOOC | 2246237-2 | 3 | Standard | Each | 2.0 | DRIVER-RECEIVER UART WITH 16 BYTE FIFO 3.3-5V SUPPLY, 48-TQFP NOTE ONLY TI PART HAS AUTOFLOW CNTRL | 00495-TL16C550CPTG4 ZZE10-ST16C550CQ48-F | TEXAS INSTRUMENTS EXAR | STE
1937 | 7 |  | U13 | CTAOOC | 2240583 | 1 | Standard | Each | 1.0 | CONFIGURATION SERIAL EPROM, 2M FLASH | 10208-EPC2LC20N | ALTERA | STE
1938 | 7 |  | C13-C18, C20, C21, C55 | CTAOOC | 2240282-7 | 3 | Standard | Each | 9.0 | CAPA X7R 1UF 10% 25V 1206 | 19214-12063C105KAT 08390 C1206C105K3RAC | AVX/KYOCERA KEMET | STE
1939 | 7 |  | J13 | CTAOOC | 46-230149P2 | 2 | Restricted | Each | 1.0 | CONNECTOR COAXIAL, BNC 50 OHM, STRAIGHT RECEPTACLE, PWB, METAL BODY, GOLD CONTACT, NICKEL PLATE OVER BRASS. MOUNTS TO CIRCUIT BOARD WITH SOLDER MOUNTING POSTS. DOES NOT COME WITH MOUNTING HW. MUST SPEC: WASHER 46-287874P1 AND HEX NU 46-230097P1 | 18996-5227673-1 | TE CONNECTIVITY | STE
1940 | 7 |  | S1 | CTAOOC | 46-257883P1 | 6 | Standard | Each | 1.0 | SWITCH, MOMENTARY PUSH BUTTON, SPST NO, R.A. HORIZONTAL, 0.4VA at 20VAC-DC, 100MA MAX, PWB THRU HOLE | 03368 EP11SD1ABE 11624-AB11AH-RO 11624-AB11AH | C&K COMPONENTS NKK SWITCHES NKK SWITCHES | STE
1941 | 7 |  | J9 | CTAOOC | 46-221802P9 | 1 | Not Recommended | Each | 1.0 | CONNECTOR_NEW 6 POSITION PIN HEADER TIN PLATING, POWER CONNECTOR. WARNING: Unknown Whisker Risk | 18996-640500-5 | TE CONNECTIVITY | STE
1942 | 7 |  | C47, C58 | CTAOOC | 2378166 | 4 | Standard | Each | 2.0 | U6211CS CAPACITOR FIXED 10U FARADS | 06533-UWZ1V100MCL1GB 07092-EEEHA1V100R 10220-EMVE350ADA100ME55G | NICHICON CORPORATION PANASONIC CHEMI-CON | STE
1943 | 7 |  | J6 | CTAOOC | 2407021 | 0 | Not Recommended | Each | 1.0 | U0138FD CONNECTOR_NEW D-SUB 9 EACH | 00234 787176-1 00214 D09P91C6PV00 | TE CONNECTIVITY / AMP FCI | YEN
1944 | 7 |  | J15 | CTAOOC | 46-221703P17 | 4 | Restricted | Each | 1.0 | CONNECTOR, 2.54MM, 2X25POS, STRAIGHT, LONG LATCHES, 4-WALL AMP PART IS RESTRICTED DUE TO THE FACT THAT IT REQUIRES A .250 LONG SCREW TO RETAIN IT. | 00266-N3433-6303RB | 3M (MINNESOTA MINING MFG) | STE
1945 | 7 |  | J2 | CTAOOC | 2374435-2 | 1 | Restricted | Each | 1.0 | CONNECTOR_NEW D-SUB PLASTIC SHELL 9 PIN VERTICAL RECEPTACLE | 18996-5745076-4 | TE CONNECTIVITY | STE
1946 | 7 |  | J1 | CTAOOC | 2328273 | 0 | Restricted | Each | 1.0 | CONNEC 3/U-FIT 2X3C R-A HEADER | 01525 43045-0600 | MOLEX | EUR
1947 | 7 |  | R3-R9, R25-R27, R46, R49, R62, R65, R77-R80, R82, R83, R86, R87, R94, R95, R98, R99, R106, R110-R112, R125-R130, R132, R133, R139-R219, R229-R231, R238-R248 | CTAOOC | 46-312792P124 | 5 | Standard | Each | 133.0 | RESISTOR 4.99k OHMS 1 % .125 WATTS | 11962-RC0805FR-074K99L 18981-CRCW08054K99FKE 06725-RK73H2ATTD4991F 00006-WCR0805LF4991F 05498-MC08054991FTW 02254-MCR10EZPF4991 | YAGEO VISHAY KOA IRC RCD COMPONENTS INC. ROHM | STE
1948 | 7 |  | R10-R24, R30-R44, R50-R61, R220-R228 | CTAOOC | 46-312792P127 | 5 | Standard | Each | 51.0 | RESISTOR 6.81k OHMS 1 PERCENT .125 WATTS | 11962-RC0805FR-076K81L 05498-MC08056811FTW 00006-WCR0805LF6811F 06725-RK73H2ATTD6811F 18981-CRCW08056K81FKE 02254-MCR10EZPF6811 | YAGEO RCD COMPONENTS INC. IRC KOA VISHAY ROHM | STE
1949 | 7 |  | R1, R2, R81, R84, R85, R88-R93, R96, R97, R100-R104, R113-R120, R122-R124, R134-R137, R232-R235 | CTAOOC | 46-312792P17 | 2 | Standard | Each | 37.0 | RESISTOR 475 OHMS 1 % .125 WATTS 100V 0805 CASE SIZE THICK FILM +-100 PPM/C | 11962-RC0805FR-07475RL 00006-WCR0805LF4750F 18981-CRCW0805475RFKE 05498-MC08054750FTW | YAGEO IRC VISHAY RCD COMPONENTS INC. | STE
1950 | 7 |  | R48 | CTAOOC | 46-312792P18 | 2 | Standard | Each | 1.0 | RESISTOR 10 OHMS 1 PERCENT .125 WATTS SURFACE MOUNTING 100PPM/DEG C 100V L .079 W .050 T .018 | 18981-CRCW080510R0FKE 11962-RC0805FR-0710RL 05498-MC080510R0FTW 00006-WCR0805LF10R0F | VISHAY YAGEO RCD COMPONENTS INC. IRC | STE
1951 | 7 |  | R28, R29, R45, R47, R63, R64, R66-R69 | CTAOOC | 46-312792P13 | 4 | Standard | Each | 10.0 | RESISTOR 1k OHMS 1 PERCENT .125 WATTS 0805 CASE SIZE | 11623-NRC10F1001TRF 05498-MC08051001FTW 18981-CRCW08051K00FKE 06725-RK73H2ATTD1001F 00006-WCR0805LF1001F | NIC COMPONENTS CORPORATION RCD COMPONENTS INC. VISHAY KOA IRC | STE
1952 | 7 |  | TP1-TP14 | CTAOOC | 46-301752P5 | 3 | Standard | Each | 14.0 | CONNECTOR 1 CONTACTS SURFACE MOUNT PRINTED CIRCUIT TEST POINTS | 04947 5016 ZZC70-TP-107-02-1-T | KEYSTONE ELECTRONICS CORP COMPONENTS CORPORATION | STE
1953 | 7 |  | K1-K10 | CTAOOC | 46-312336P2 | 3 | Standard | Each | 10.0 | RELAY SMD, DPDT, 5V SINGLE SIDE STABLE COIL, 5V, SURFACE MOUNT, 2 FORM C, TQ2SA-5V | 07092-TQ2SA-5V | PANASONIC | STE
1954 | 7 |  | J11 | CTAOOC | 46-289446P7 | 1 | Restricted | Each | 1.0 | CONNECTOR 2 CONTACTS 250 VOLTS 3 AMP SINGLE ROW, RIGHT ANGLE LOW PROFILE | 01525 70553-0001 | MOLEX | STE
1955 | 7 |  | D1-D31 | CTAOOC | 46-315841P2 | 1 | Standard | Each | 31.0 | SEMICONDUCTOR:DIODE 75 VOLTS 200m AM HIGH CONDUCTANCE LOW LEAKAGE SOT-23 | 18846-BAS116LT1G | ON SEMICONDUCTOR | STE
1956 | 7 |  | C1-C12,C19,C22,C23, C24,C25,C26,C27,C28,C29,C30,C31,C32,C33,C34,C35,C36,C37,C38,C39,C40,C41,C42,C43,C44,C45,C46,C48,C50,C51,C52,C57,C59,C61,C62,C63,C64,C65,C66,C67,C68,C69,C70,C71,C72,C73,C74,C75,C76,C77,C78,C79,C80,C81,C82,C83,C84,C85,C86,C87,C88 | CTAOOC | 2187107-6 | 3 | Not Recommended | Each | 72.0 | CAPACITOR FIXED .1u FARADS 50 VOLTS | 08390 C0805C104K5RAC 07945-CL21B104KBCNNNC | KEMET SAMSUNG | STE
1957 | 7 |  | U11 | CTAOOC | 46-320871P2 | 1 | Restricted | Each | 1.0 | POWER SUPPLY SUPERVISOR WITH RESET SOP8 MAX701 | 07438-MAX701CSA+ | MAXIM INTEGRATED PRODUCTS | STE
1958 | 7 |  | R105 | CTAOOC | 46-312792P57 | 3 | Standard | Each | 1.0 | RESISTOR 100k OHMS 1 PERCENT .125 WATTS 0805 PACKAGE 100 VOLTS | 05498-MC08051003FTW 06725-RK73H2ATTD1003F 18981-CRCW0805100KFKE 00006-WCR0805LF1003F | RCD COMPONENTS INC. KOA VISHAY IRC | STE
1959 | 7 |  | R108, R109 | CTAOOC | 46-312792P7 | 4 | Standard | Each | 2.0 | RESISTOR 10k OHMS 1 PERCENT .125 WATTS SURFACE MOUNTING 0805 PACKAGE 100 PPM/DEGREE C 100V L .079 W .050 T .018 | 11623-NRC10F1002TRF 05498-MC08051002FTW 18981-CRCW080510K0FKE 00006-WCR0805LF1002F 06725-RK73H2ATTD1002F | NIC COMPONENTS CORPORATION RCD COMPONENTS INC. VISHAY IRC KOA | STE
1960 | 7 |  | R107 | CTAOOC | 46-312792P41 | 3 | Standard | Each | 1.0 | RESISTOR 1M OHMS 1 % .125 WATTS | 18981-CRCW08051M00FKE 06725-RK73H2ATTD1004F 00006-WCR0805LF1004F 05498-MC08051004FTW | VISHAY KOA IRC RCD COMPONENTS INC. | STE
1961 | 7 |  | R70-R76, R121, R131, R138, R236, R237 | CTAOOC | 46-312792P187 | 7 | Standard | Each | 12.0 | RESISTOR 200 OHMS 1 PERCENT .125 WATTS | 06725-RK73H2ATTD2000F 18981-CRCW0805200RFKE 00006-WCR0805LF2000F 11962-RC0805FR-07200RL 05498-MC08052000FTW 02254-MCR10EZPF2000 | KOA VISHAY IRC YAGEO RCD COMPONENTS INC. ROHM | STE
1962 | 7 | 1 |  | CTAOOC | 46-311182P1 | 4 | Restricted | Each | 1.0 | 20-PIN PLCC WITHOUT LOCATING POST AMP 20-PIN PLCC SOCKET CHANGED TO PA RT WITH NO LOCATING POST. QF | 18996-822516-3 | TE CONNECTIVITY | STE
1963 | 7 |  | U7,U8,U10,U12,U22,U25,U31 | CTAOOC | 2364058-4 | 1 | Standard | Each | 7.0 | I.C PHOTOCOUP X4 SOL16 4.4MM | 18981-TCMT4100 22942-ACPL-247-560E | VISHAY AVAGO | STE
1964 | 7 | 3 |  | CTAComponent | 516A770P408 | 0 | Release | Each | 2.0 | SCREW SCREW OLD F65D6B1 BLK OX |  |  | CXR
1965 | 7 | 4 |  | CTAComponent | 5343400-2 | 1 | Release | Each | 10.0 | NYLON WAHER, RICHCO NWE-34815-M3 |  |  | HWE
1966 | 7 |  | U1-U6, U9, U14-U17, U21, U24, U26, U29, U30, U32 | CTAComponent | 5483237 | 1 | Release | Each | 17.0 | HEX SCHMITT-TRIGGER INVERTER,TSSOP14 SMT,Countinuous output current up to 50mA. |  |  | CCX
1967 | 7 |  | G1 | CTAComponent | 5483194 | 1 | Release | Each | 1.0 | 6.144M,5V input, 5x7mm SMT,Crystal oscillator. |  |  | CCX
1968 | 7 | 2 |  | CTACircuitBoard | 5450459 | 1 | Release | Each | 1.0 | PWB for Precision THUNIS-800+ IF Board |  |  | HLE
1969 | 7 |  | U23, U27 | CTAOOC | 2114542-2 | 2 | Standard | Each | 2.0 | INT TRANSC 232E SOLP16 .3 SMD | 01649-ADM1181AARWZ | ANALOG DEVICES, INC. | STE
1970 | 7 |  | J16 | CTAOOC | 2137666 | 1 | Standard | Each | 1.0 | CONNECTOR 2 CONTACTS 600 VOLTS 3 AMP SINGLE ROW .120 STRAIGHT HEADER WITH POLARIZATION SLOTS. | 01525 70545-0036 | MOLEX | STE
1971 | 7 |  | Q1-Q3 | CTAOOC | 2111738 | 3 | Standard | Each | 3.0 | SEMICONDUCTOR:TRANSISTOR .5 AMPS 25m | 00495-ULN2803ADWG4 03439-ULN2803AFWG | TEXAS INSTRUMENTS TOSHIBA | STA
1972 | 7 |  | VR2 | CTAOOC | 2105122-4 | 1 | Standard | Each | 1.0 | 2.5 V FIXED VOLTAGE REGULATOR 800 MA INTERNAL OVERCURRENT LIMITING CIRCUITRY, SURFACE MOUNT. | 06921-LT1118CST-2.5#PBF | LINEAR TECHNOLOGY | STE
1973 | 7 |  | J12 | CTAOOC | 2106009-6 | 1 | Restricted | Each | 1.0 | CONNEC LOW-PROF TRANSI 10C HEAD STR | 01940 821-A010P-AM-A00 00214-75869-101LF 00266-N2510-6002RB 10099-09 18 510 6324 18996-5103308-1 | AMPHENOL FCI 3M (MINNESOTA MINING MFG) HARTING TE CONNECTIVITY | STE
1974 | 7 |  | VR1 | CTAOOC | 2105122-2 | 3 | Standard | Each | 1.0 | REGULATOR AND REFERENCE VOLTAGE REGU INTERNAL OVERCURRENT LIMITING CIRCUITRY | 06921-LT1117CST-3.3#PBF 00495-REG1117-3.3G4 00036-LM1117MPX-3.3/NOPB 00495-LM1117MPX-3.3/NOPB | LINEAR TECHNOLOGY TEXAS INSTRUMENTS NATIONAL SEMICONDUCTOR TEXAS INSTRUMENTS | STE
1975 | 6 | 1 |  | CTASoftware | 5473582 | 1 | Release | Each | 1.0 | CONSOLE INTERFACE BOARD FPGA LOGIC |  |  | HLE
1976 | 5 | 4 |  | CTAComponent | 5445936 | 1 | Release | Each | 1.0 | Cabinet Power Terminal Harness |  |  | HLE
1977 | 5 | 3 |  | CTAComponent | 5441129 | 3 | Release | Each | 1.0 | Switch Power |  |  | CCX
1978 | 4 | 6 |  | ECCCollectorPart | 5498550 | 1 | Release | Each | 1.0 | pt800+ console fuse collector |  |  | CCX
1979 | 5 |  | 8A fuse | CTAComponent | 5447604 | 1 | Release | Each | 2.0 | 8A Fuse |  |  | HLE
1980 | 4 | 1 |  | CTAComponent | 5119258-ROHS | 4 | Release | Each | 1.0 | Storm console footswitch assembly |  |  | CCX
1981 | 3 | 6 |  | CTAAssembly | 5439221 | 3 | Release | Each | 1.0 | PDU for Precision THUNIS-800+ |  |  | HLE
1982 | 3 | 11 |  | ECCCollectorPart | 5439215 | 2 | Release | Each | 1.0 | MIS cables for Precision THUNIS-800+ |  |  | HLE
1983 | 4 | 2 |  | CTAComponent | 5450388 | 1 | Release | Each | 1.0 | MIS PCU Generator Interface Cable |  |  | HLE
1984 | 4 | 3 |  | CTAComponent | 5437146 | 3 | Release | Each | 1.0 | MIS II Power and Control Cable |  |  | HLE
1985 | 4 | 4 |  | CTAComponent | 5442714 | 1 | Release | Each | 1.0 | MIS CPI Input Power Cable1 U |  |  | HLE
1986 | 4 | 5 |  | CTAComponent | 5438694 | 1 | Release | Each | 1.0 | MIS CPI Input Power Cable3 W |  |  | HLE
1987 | 4 | 1 |  | CTAComponent | 5462260 | 2 | Release | Each | 1.0 | MIS IF board Generator IF board Interface Cable |  |  | HLE
1988 | 4 | 10 |  | CTAComponent | 5451170 | 2 | Release | Each | 1.0 | MIS IF board Generator Digital Interface Cable |  |  | HLE
1989 | 4 | 11 |  | CTAComponent | 5449152 | 1 | Release | Each | 1.0 | MIS System Console Power Cable |  |  | HLE
1990 | 4 | 9 |  | CTAComponent | 5451169 | 1 | Release | Each | 1.0 | MIS System Console Ground Cable |  |  | HLE
1991 | 4 | 7 |  | CTAComponent | 5440236 | 3 | Release | Each | 1.0 | MIS PDU Power ON Cable 2 core |  |  | CCX
1992 | 4 | 8 |  | CTAComponent | 5440237 | 1 | Release | Each | 1.0 | MIS PDU CPI Ground Cable 4# |  |  | HLE
1993 | 4 | 6 |  | CTAComponent | 5456162 | 1 | Release | Each | 1.0 | MIS CPI Input Power Cable2 V |  |  | HLE
1994 | 4 | 16 |  | CTAComponent | 5450222 | 1 | Release | Each | 1.0 | MIS Tube Fan Cable |  |  | HLE
1995 | 4 | 18 |  | CTAComponent | 5436460 | 2 | Release | Each | 1.0 | MIS TABLE POWER CABLE |  |  | HLE
1996 | 4 | 15 |  | CTAComponent | 5451171 | 3 | Release | Each | 1.0 | MIS AEC Feedback Coaxial Cable |  |  | CCX
1997 | 4 | 12 |  | CTAComponent | 5436625 | 2 | Release | Each | 1.0 | MIS collimator light SW cable |  |  | HLE
1998 | 4 | 20 |  | CTAComponent | 5460585 | 2 | Release | Each | 1.0 | MIS intercom communication Cable |  |  | HLE
1999 | 4 | 19 |  | CTAComponent | 5439491 | 1 | Release | Each | 1.0 | MIS PDU-Table Ground Cable |  |  | HLE
2000 | 4 | 21 |  | CTAComponent | 5122632 | 1 | Release | Each | 2.0 | HV Cable | 24192-5122632 | BEIJING GUANGRUI MACHINERY CO | HLE
2001 | 4 | 22 |  | ECCCollectorPart | 5479942 | 3 | Release | Each | 1.0 | MIS Gen. Tube Anode and ground cable assembly |  |  | CCX
2002 | 5 | 2 |  | CTAComponent | 5451994 | 2 | Release | Each | 1.0 | MIS Gen. Tube ground cable |  |  | HLE
2003 | 5 | 3 |  | CTAComponent | 5479710 | 3 | Release | Each | 2.0 | Ferrite split core snap-on 28A5776-0A2 |  |  | HLE
2004 | 5 | 1 |  | CTAComponent | 5445938 | 2 | Release | Each | 1.0 | MIS Gen. Tube Anode cable |  |  | HLE

## 5437633
Row Number | Level | Mark Number | Reference Designator | Type | Name | Revision | State | UOM | Quantity | Description | Manufacturer Equivalent part | Manufacturer | RDO
2138 | 1 | 3 |  | Finished Good | S1800JP | 1 | Release | Each | 1.0 | PT800+ 65KW 9IN II SYS |  |  | HLE
2139 | 2 | 1 |  | ECCCollectorPart | 5437633 | 4 | Release | Each | 1.0 | Precision THUNIS-800+ 65KW system with 9 inch II |  |  | CCX
2140 | 3 | 7 |  | CTAComponent | 5438408 | 2 | Release | Each | 1.0 | 19 inch mono displayer |  |  | CCX
2141 | 3 | 6 |  | CTAAssembly | 5439221 | 3 | Release | Each | 1.0 | PDU for Precision THUNIS-800+ |  |  | HLE
2142 | 3 | 13 |  | ECCCollectorPart | 5453387 | 3 | Release | Each | 1.0 | Manual kit for Precision THUNIS-800+ |  |  | HLE
2143 | 4 | 2 |  | CTATechnicalPublication | 5445574-1EN | 4 | Release | Each | 1.0 | Precision THUNIS-800+ OPERATOR MANUAL - English |  |  | HLE
2144 | 4 | 1 |  | CTATechnicalPublication | 5442442-1EN | 4 | Release | Each | 1.0 | Precision THUNIS-800+ Pre-Installation manual |  |  | HLE
2145 | 4 | 4 |  | CTATechnicalPublication | 5458232-1EN | 5 | Release | Each | 1.0 | Precision THUNIS-800+ Service Manual - Class A |  |  | HLE
2146 | 4 | 3 |  | CTAComponent | 5445574-299 | 4 | Release | Each | 1.0 | Precision THUNIS-800+ OPERATOR MANUAL - CD |  |  | HLE
2147 | 3 | 1 |  | CTAAssembly | 5443244 | 13 | Release | Each | 1.0 | PSPT800 positioning table for Precision THUNIS-800+ |  |  | CCX
2148 | 4 | 2 |  | CTAAssembly | 5479709 | 1 | Release | Each | 1.0 | Table front cover and key board assembly |  |  | HLE
2149 | 5 | 2 |  | CTACircuitBoard | 5450689 | 4 | Release | Each | 1.0 | PT800+ Key Board PWA |  |  | HLE
2150 | 6 |  | J3 | CTAOOC | 2258543-2 | 1 | Restricted | Each | 1.0 | CONNEC 2,54 70555 8C HEADER R.A | 01525 70555-0077 18996-5-103904-7 | MOLEX TE CONNECTIVITY | STE
2151 | 6 |  | S1-S10 | CTAComponent | 5446770 | 1 | Release | Each | 10.0 | short-travel keyswitch |  |  | HLE
2152 | 6 |  | J1 | CTAOOC | 2124292-5 | 1 | Restricted | Each | 1.0 | CONNECT TRANSIT 26C HEADER RIGHT ANG | 00214-75867-105LF 01940-821-A026P-AF-C00 00266-N2526-5002RB 10099-09 18 526 6323 | FCI AMPHENOL 3M (MINNESOTA MINING MFG) HARTING | STE
2153 | 6 |  | R1,R2 | CTAOOC | 2285457-29 | 1 | Standard | Each | 2.0 | RESISTOR 2.2k OHMS 5 % 500m WATTS | 11962-RC2010JK-072K2L 18981-CRCW20102K20JNE 00006-WCR2010LF222J 02254-MCR50JZHJ222 06725-RK73B2HTTE222J | YAGEO VISHAY IRC ROHM KOA | STE
2154 | 6 |  | J2 | CTAOOC | 46-275208P3 | 2 | Restricted | Each | 1.0 | 004 CONT PCB MOUNT HSG RT ANGLE | 01525-70555-0073 | MOLEX | STE
2155 | 6 |  | PWB | CTACircuitBoard | 5454811 | 1 | Release | Each | 1.0 | PT800+ Key Board PWB |  |  | HLE
2156 | 6 |  | CR1,CR2 | CTAOOC | 5391885 | 1 | Restricted | Each | 2.0 | PROTECTION TRANSIENT SUPPRESSOR, 300W, 24V, SOT23-6 | 21202-SMS24C.TCT | SEMTECH | STE
2157 | 5 | 1 |  | CTAAssembly | 5438729 | 3 | Release | Each | 1.0 | Table Front Cover Assembly |  |  | HLE
2158 | 6 | 5 |  | CTAComponent | 5437142 | 4 | Release | Each | 1.0 | Table Emergency button and cable |  |  | CCX
2159 | 6 | 10 |  | CTAComponent | 5458480 | 1 | Release | Each | 1.0 | Table Key board Cable 1 |  |  | HLE
2160 | 6 | 13 |  | CTAComponent | 5437918 | 1 | Release | Each | 1.0 | Table tilt Angle LCM ground cable |  |  | HLE
2161 | 6 | 15 |  | CTAComponent | 5455340 | 1 | Release | Each | 1.0 | Table Key board ground cable |  |  | HLE
2162 | 6 | 14 |  | CTAComponent | 5449151 | 1 | Release | Each | 1.0 | Table tilt Angle LCM cable |  |  | HLE
2163 | 6 | 7 |  | CTAComponent | 5439531 | 1 | Release | Each | 1.0 | Cover For Angle Meter |  |  | HLE
2164 | 6 | 2 |  | CTAComponent | 5444323 | 3 | Release | Each | 1.0 | Table Film |  |  | CCX
2165 | 6 | 1 |  | CTAComponent | 5458520 | 4 | Release | Each | 1.0 | Table Front Cover |  |  | CCX
2166 | 6 | 6 |  | CTAAssembly | 5449190 | 2 | Release | Each | 1.0 | Protecting Cover Assembly |  |  | HLE
2167 | 7 | 1 |  | CTAComponent | 5460213 | 2 | Release | Each | 1.0 | angle metre ring |  |  | HLE
2168 | 7 | 3 |  | CTAComponent | 5439713 | 1 | Release | Each | 1.0 | Bracket Board |  |  | HLE
2169 | 7 | 4 |  | CTAComponent | 5457197 | 1 | Release | Each | 4.0 | Isolated Pole |  |  | HLE
2170 | 7 | 2 |  | CTAComponent | 5438149 | 1 | Release | Each | 1.0 | Glass Cover Board |  |  | HLE
2171 | 7 | 6 |  | CTAComponent | 1010-M3C006-14 | 1 | Release | Each | 2.0 | Phillips Flat Head Screw, ISO 7046, M3-0.5, X6mm Long, Grade 4.8 Steel, Zinc Plated, RoHS Fastener | 20589-10948-03501 11060-M3C6MXFSTZ6/965A | FASTENAL COMPANY ANIXTER | STM
2172 | 7 | 5 |  | CTAComponent | 5459815 | 2 | Release | Each | 1.0 | Angle LCM |  |  | HLE
2173 | 7 | 7 |  | CTAComponent | C1213-M3C016-14 | 1 | Release | Each | 4.0 | GB_T 9074.8，M3x16mm，Grade 4.8 Steel，Zinc finish，RoHS Fastener | 25114-M3/16/PPSTPS/TC1/GB9074.8 | TR FORMAC SHANGHAI PTE LTD | HLE
2174 | 6 | 16 |  | CTAComponent | 5457708 | 1 | Release | Each | 1.0 | Table Key board ground cable 1 |  |  | HLE
2175 | 6 | 9 |  | CTAComponent | 5448614 | 1 | Release | Each | 1.0 | Joint Board |  |  | HLE
2176 | 6 | 8 |  | CTAComponent | 5445376 | 1 | Release | Each | 2.0 | L Joint |  |  | HLE
2177 | 6 | 3 |  | CTAComponent | 5440272 | 2 | Release | Each | 1.0 | Base For Emergency Switch |  |  | HLE
2178 | 6 | 12 |  | CTAComponent | C1213-M4C025-14 | 1 | Release | Each | 8.0 | GB_T 9074.8，M4x25mm，Grade 4.8 Steel，Zinc finish，RoHS Fastener | 25114-M4/25/PPSTPS/TC1/GB9074.8 | TR FORMAC SHANGHAI PTE LTD | HLE
2179 | 6 | 11 |  | CTAComponent | C1213-M3C010-14 | 1 | Release | Each | 20.0 | GB_T 9074.8，M3x10mm，Grade 4.8 Steel，Zinc finish，RoHS Fastener | 25114-M3/10/PPSTPS/TC1/GB9074.8 | TR FORMAC SHANGHAI PTE LTD | HLE
2180 | 4 | 5 |  | CTAAssembly | 5459270 | 4 | Release | Each | 1.0 | Tube cover assembly for A196 |  |  | CCX
2181 | 5 | 1 |  | CTAComponent | 5436865 | 1 | Release | Each | 1.0 | Front cover |  |  | CCX
2182 | 5 | 4 |  | CTAComponent | 5445371 | 1 | Release | Each | 1.0 | Angle meter bracket |  |  | CCX
2183 | 5 | 3 |  | CTAComponent | 5449362 | 1 | Release | Each | 1.0 | Left cover |  |  | CCX
2184 | 5 | 6 |  | CTAComponent | 5459445 | 1 | Release | Each | 1.0 | Shaft |  |  | CCX
2185 | 5 | 5 |  | CTAAssembly | 5440480 | 1 | Release | Each | 1.0 | Bearing bracket |  |  | CCX
2186 | 6 | 2 |  | CTAComponent | 5437367 | 1 | Release | Each | 1.0 | Bearing base |  |  | CCX
2187 | 6 | 1 |  | CTAComponent | 5460209 | 1 | Release | Each | 1.0 | Mounting plate |  |  | CCX
2188 | 5 | 2 |  | CTAComponent | 5438925 | 1 | Release | Each | 1.0 | Right cover |  |  | CCX
2189 | 5 | 8 |  | CTAComponent | 5461751 | 1 | Release | Each | 1.0 | Balancing block |  |  | CCX
2190 | 5 | 10 |  | CTAComponent | 5445366 | 1 | Release | Each | 2.0 | Tube ring |  |  | CCX
2191 | 5 | 9 |  | CTAComponent | 5457937 | 1 | Release | Each | 2.0 | Side cover bracket |  |  | CCX
2192 | 5 | 7 |  | CTAComponent | 5445372 | 1 | Release | Each | 1.0 | Balancing block bracket |  |  | CCX
2193 | 5 | 12 |  | CTAComponent | 5453907 | 1 | Release | Each | 1.0 | Dial |  |  | CCX
2194 | 5 | 14 |  | CTAComponent | 5441313 | 1 | Release | Each | 1.0 | Bearing NSK 696 |  |  | CCX
2195 | 5 | 13 |  | CTAAssembly | 5492692 | 1 | Release | Each | 1.0 | Front logo |  |  | CCX
2196 | 6 | 2 |  | CTAComponent | 5492691 | 1 | Release | Each | 1.0 | Disc frame |  |  | CCX
2197 | 6 | 1 |  | CTAComponent | 5492690 | 2 | Release | Each | 1.0 | Transparent disc |  |  | CCX
2198 | 5 | 11 |  | CTAComponent | 5436070 | 1 | Release | Each | 2.0 | Side logo |  |  | CCX
2199 | 5 | 15 |  | CTAComponent | 1000-M3C010-04 | 4 | Release | Each | 2.0 | Hexagon Socket Head Cap Screw, ISO 4762, M3-0.5, X10mm Long, Grade 8.8 Steel, Zinc Plated, RoHS Fastener | 20589-10948-03226 10487-1000-M3C010-04 24140-M3/10/SOHTCS/TC1D/DIN912 11060-M3C10KCSC9Z6/912 A0996-BN 4 M3 X 10mm CR6+FREE | FASTENAL COMPANY OHTA TR FORMAC DIV OF TR FASTENINGS ANIXTER BOSSARD | STM
2200 | 5 | 18 |  | CTAComponent | 1010-M3C006-14 | 1 | Release | Each | 4.0 | Phillips Flat Head Screw, ISO 7046, M3-0.5, X6mm Long, Grade 4.8 Steel, Zinc Plated, RoHS Fastener | 20589-10948-03501 11060-M3C6MXFSTZ6/965A | FASTENAL COMPANY ANIXTER | STM
2201 | 5 | 19 |  | CTAComponent | 2000-M3-03 | 2 | Release | Each | 2.0 | WASHER PLAIN - LARGE 3.2 MM 7 MM , HV200, Steel, Zinc plate RoHS Washer | 10487-2000-M3-03 23983-6083737 24140-200-M3-03 | OHTA BOSSARD CHINA TR FORMAC DIV OF TR FASTENINGS | STM
2202 | 5 | 17 |  | CTAComponent | 1003-M4C005-31 | 1 | Release | Each | 2.0 | Hexagon Socket Button Head Screw, M4-0.7, X5mm Long, A2-70 Stainless Steel, Passivate, RoHS Fastener | 11060-M4C5KBCSJ/7380 A0996-BN 1593 M4 x 5mm CR6+FREE 24140-M4/5/BHA2MC/PAS/ISO7380 | ANIXTER BOSSARD TR FORMAC DIV OF TR FASTENINGS | STM
2203 | 5 | 16 |  | CTAComponent | 1000-M4C008-04 | 6 | Release | Each | 18.0 | Hexagon Socket Head Cap Screw, ISO 4762, M4-0.7, X8mm Long, Grade 8.8 Steel, Zinc Plated, RoHS Fastener | 20589-10948-03230 11060-M4C8KCSC9Z6/912 10487-1000-M4C008-04 A0996-BN 4 M4 X 8mm CR6+FRE 24140-M4/8/SOHTCS/TC1D/ISO4762 | FASTENAL COMPANY ANIXTER OHTA BOSSARD TR FORMAC DIV OF TR FASTENINGS | STM
2204 | 5 | 22 |  | CTAComponent | C2106-M4-02 | 3 | Release | Each | 18.0 | Spring Lock Washer, M4, Zinc plated, Rohs Fastener | 24140-C2106-M4-02 | TR FORMAC DIV OF TR FASTENINGS | HLE
2205 | 5 | 21 |  | CTAComponent | 2106-M3-05 | 2 | Release | Each | 2.0 | Spring Lock Washer with Flat Ends JIS B1251, M3, Spring Steel, Zinc Plated, Rohs Fastener | 24140-MEP M3/SPSTWA/TC1D/JIS B1251 | TR FORMAC DIV OF TR FASTENINGS | STM
2206 | 5 | 20 |  | CTAComponent | 2000-M4-03 | 3 | Release | Each | 10.0 | FLAT WASHER - NORMAL SERIES, ISO 7089, M4 CLASS 200H STEEL, ZINC PLATED RoHS FASTENER | 24140-M4/-/PWSTWA/TC1/DIN125 10487-2000-M4-03 A0996-BN 343 M4 CR6+FREE 24432-11103691 11060-M4NWSFSTZ6/125ATP | TR FORMAC DIV OF TR FASTENINGS OHTA BOSSARD FASTENAL ANIXTER | STM
2207 | 5 | 24 |  | CTAComponent | 5491729 | 1 | Release | Each | 1.0 | Disk spring 11.8x6.2 |  |  | CCX
2208 | 5 | 23 |  | CTAComponent | 3001-M6C-27 | 3 | Release | Each | 1.0 | Hexagon Thin Nut, ISO4035, M6-1.0, Grade 04 Steel, Zinc Plated, RoHS Fastener | 20589-10948-03713 24140-M6/-/HLST-/TC1D/DIN439B 11060-M6CNFJSTZ6/439B 24140-M6/-/HLST-/TC1/DIN439B A0996-BN124 M6 CR6+FREE | FASTENAL COMPANY TR FORMAC DIV OF TR FASTENINGS ANIXTER TR FORMAC DIV OF TR FASTENINGS BOSSARD | STM
2209 | 4 | 7 |  | CTACircuitBoard | 5444620 | 6 | Release | Each | 1.0 | PT800+ Motor board PWA |  |  | CCX
2210 | 5 |  | C1 | CTAOOC | 46-230002P14 | 1 | Standard | Each | 1.0 | CAPACITOR 1000 UF 63V ALUMINUM ELECTROLYTIC -55 TO 105 DEG C | 07092 EEUFC1J102U 18981-517D108M063EN6AE3 23515-B41851A8108M00 06533-UPW1J102MHD | PANASONIC VISHAY EPCOS NICHICON CORPORATION | STE
2211 | 5 |  | J1 | CTAOOC | 46-296085P3 | 1 | Restricted | Each | 1.0 | CONNECTOR 4 CONTACTS FOR GOLD PLATED CONTACTS SEE 46-2218 60P3. | 18996-641968-1 | TE CONNECTIVITY | STE
2212 | 5 |  | J6 | CTAOOC | 46-278307P6 | 1 | Standard | Each | 1.0 | CONNECTOR HEADER 34 EACH WITH EJECTORS | 00266-N3431-6302RB 18996-5499922-8 | 3M (MINNESOTA MINING MFG) TE CONNECTIVITY | STE
2213 | 5 |  | D1-D3 | CTAOOC | 46-311083P2 | 3 | Standard | Each | 3.0 | BAV70 SWITCHING DIODE DUAL SER SW VR-70V VF-1.25V 200 MA SOT23 | 18846-BAV70LT1G 18889-BAV 70 E6327 18889-BAV70E6327HTSA1 | ON SEMICONDUCTOR INFINEON TECHNOLOGIES AG INFINEON TECHNOLOGIES AG | STE
2214 | 5 |  | R34-R37,R43,R45-R47 | CTAOOC | 46-312792P81 | 6 | Standard | Each | 8.0 | RESISTOR 100 OHMS 1 PERCENT .125 WATTS 100 VOLT 100 PPM TC 0805 PACKAGE | 18981-CRCW0805100RFKE 11962-RC0805FR-07100RL 00006-WCR0805LF1000F 05498-MC08051000FTW 06725-RK73H2ATTD1000F 02254-MCR10EZPF1000 | VISHAY YAGEO IRC RCD COMPONENTS INC. KOA ROHM | STE
2215 | 5 |  | R11-R16,R20-R33,R38-R41,R48-R51 | CTAOOC | 46-312792P127 | 5 | Standard | Each | 28.0 | RESISTOR 6.81k OHMS 1 PERCENT .125 WATTS | 11962-RC0805FR-076K81L 05498-MC08056811FTW 00006-WCR0805LF6811F 06725-RK73H2ATTD6811F 18981-CRCW08056K81FKE 02254-MCR10EZPF6811 | YAGEO RCD COMPONENTS INC. IRC KOA VISHAY ROHM | STE
2216 | 5 |  | R1-R6 | CTAOOC | 46-312792P24 | 3 | Standard | Each | 6.0 | RESISTOR 20k OHMS 1 PERCENT .125 WATTS | 06725-RK73H2ATTD2002F 05498-MC08052002FTW 18981-CRCW080520K0FKE 00006-WCR0805LF2002F | KOA RCD COMPONENTS INC. VISHAY IRC | STE
2217 | 5 |  | J8,J9 | CTAOOC | 2215718 | 1 | Restricted | Each | 2.0 | CONNECTOR_NEW RECTANGULAR, UN 2 EACH | 18996-641964-1 | TE CONNECTIVITY | STE
2218 | 5 |  | R7 | CTAOOC | 2125187-111 | 2 | Restricted | Each | 1.0 | RESISTOR, 4K70, 1Percent, 0.25W, THICK FILM, 100PPM, SMD 1206 | 11962-RC1206FR-074K7L 05498-MC12064701FTW 02254-MCR18EZPF4701 00006-WCR1206LF4701F 00078-CR1206FX4701ELF 10302-RMCF1/8-4.7K-1% 06725-RK73H2BTTD4701F 07092-ERJ8ENF4701 18981-CRCW12064K70FKE 10302-RMCF1206FT4K70 | YAGEO RCD COMPONENTS INC. ROHM IRC BOURNS SEI KOA PANASONIC VISHAY SEI | STE
2219 | 5 |  | J2,J3 | CTAOOC | 2256195-2 | 1 | Standard | Each | 2.0 | CONNECTOR_NEW RECTANGULAR, UN 3 EACH UNIVERSAL MATE-N-LOC INLINE 3 CONTAC | 18996-350789-1 | TE CONNECTIVITY | STE
2220 | 5 |  | J7 | CTAOOC | 2227700-3 | 4 | Standard | Each | 1.0 | CONNECT TRANSIT+LATCH 20C HEADER STR | 18996-2-5499206-4 00266-N3428-6302RB 01940-842-816-2030-435 00214-71918-120LF 10099-09 18 520 5904 | TE CONNECTIVITY 3M (MINNESOTA MINING MFG) AMPHENOL FCI HARTING | STE
2221 | 5 |  | J4,J5 | CTAOOC | 2227700 | 4 | Standard | Each | 2.0 | CONNECTOR 2.54 RIBBON CABLE, 2X05POS HEADER, STRAIGHT, LONG LATCH, 0.8UM GOLD, PWB1.6 | 18996-2-5499206-1 01940-842-816-1030-435S 00266-N3793-6302RB 10099-09 18 510 5904 | TE CONNECTIVITY AMPHENOL 3M (MINNESOTA MINING MFG) HARTING | STE
2222 | 5 |  | K1-K3,K5 | CTAOOC | 2367881 | 1 | Restricted | Each | 4.0 | RELAIS 24V 1T1R 1250VA 380V 5A CIH | 05249-G6B-2114P-US DC24 | OMRON CORPORATION | STE
2223 | 5 |  | K6 | CTAOOC | 2377701-5 | 2 | Standard | Each | 1.0 | RELAY 24VDC COIL, SPST-NO 3KVA 250VAC 12A, PWB | 05249-G2RL-1A DC24 18996-3-1393239-0 | OMRON CORPORATION TE CONNECTIVITY | STE
2224 | 5 |  | U1-U4 | CTAOOC | 2364058-4 | 1 | Standard | Each | 4.0 | I.C PHOTOCOUP X4 SOL16 4.4MM | 18981-TCMT4100 22942-ACPL-247-560E | VISHAY AVAGO | STE
2225 | 5 |  | Coating | CTAComponent | 5491998 | 1 | Release | Each | 1.0 | conformal coating material |  |  | CCX
2226 | 5 |  | PWB | CTACircuitBoard | 5448678 | 2 | Release | Each | 1.0 | PT800+ Motor Board PWB |  |  | CCX
2227 | 5 |  | R8 | CTAOOC | 2396319 | 2 | Standard | Each | 1.0 | RESISTOR 51 OHMS 5 PERCENT 10 WATTS | 00006-PWR-10 51R0 5% LF 18981-CPCC1051R00JE | IRC VISHAY | STE
2228 | 4 | 11 |  | CTAComponent | 5462259 | 1 | Release | Each | 1.0 | Table Board Interface cable2 |  |  | HLE
2229 | 4 | 8 |  | CTAAssembly | 5473932 | 6 | Release | Each | 1.0 | Table Board Assembly |  |  | CCX
2230 | 5 |  | jumper | CTAOOC | 2293523 | 2 | Standard | Each | 1.0 | CONNECTOR_NEW SHUNT 2 EACH | 00543 313 1731 000 40 0 18996-390088-1 19042 CF254-060-1 00214-68786-102LF | KONTEK-COMATEL TE CONNECTIVITY NICOMATIC FCI | STE
2231 | 5 |  | PDL | CTASoftware | 5473940 | 5 | Release | Each | 1.0 | PT800+ Table Board Firmware |  |  | CCX
2232 | 5 |  | PWA | CTACircuitBoard | 5458763 | 4 | Release | Each | 1.0 | PT800+ Table board PWA |  |  | HLE
2233 | 6 |  | PWB | CTACircuitBoard | 5451481 | 1 | Release | Each | 1.0 | PT800+ Table board PWB |  |  | HLE
2234 | 7 |  | J11,J331,J341 | CTAOOC | 46-221703P17 | 2 | Not Recommended | Each | 3.0 | 025 POS 50 CONT .100 SPACING STRAIGHT W/LONG LATCHES 4-WALL AMP PART IS RESTRICTED DUE TO THE FA CT THAT IT REQUIRES A .250 LONG SCRE W TO RETAIN IT. | 00266 3433-6303 00266 3433-6603 02973 IDH-50PK1-S4-TG30 | 3M (MINNESOTA MINING MFG) 3M (MINNESOTA MINING MFG) ROBINSON NUGENT INC | STA
2235 | 7 |  | R53,R132 | CTAOOC | 46-170025P36 | 8 | Not Recommended | Each | 2.0 | RESISTOR 100k OHMS 10 PERCENT .5 WATTS CERMET TOP ADJ 25 TURN. WARNING: Unknown Whisker Risk | 01667-67WR100KLF 18981-T93YA104K 00078-3296W-1-104LF | BI TECHNOLOGIES VISHAY BOURNS | STE
2236 | 7 |  | R47,R49,R204,R205,R207-R210,R212,R213 | CTAOOC | 46-286365P30 | 9 | Restricted | Each | 10.0 | RESISTOR 2k OHMS 1 % .25 WATTS 1206 PACKAGE SURFACE MOUNT | 18981-CRCW12062K00FKE 11962-RC1206FR-072KL 06725-RK73H2BTTD2001F 05498-MC12062001FTW 02254-MCR18EZPF2001 | VISHAY YAGEO KOA RCD COMPONENTS INC. ROHM | STE
2237 | 7 |  | J15 | CTAOOC | 46-278307P6 | 1 | Standard | Each | 1.0 | CONNECTOR HEADER 34 EACH WITH EJECTORS | 00266-N3431-6302RB 18996-5499922-8 | 3M (MINNESOTA MINING MFG) TE CONNECTIVITY | STE
2238 | 7 |  | J1 | CTAOOC | 46-296085P3 | 1 | Restricted | Each | 1.0 | CONNECTOR 4 CONTACTS FOR GOLD PLATED CONTACTS SEE 46-2218 60P3. | 18996-641968-1 | TE CONNECTIVITY | STE
2239 | 7 |  | J2 | CTAOOC | 46-238725P1 | 1 | Restricted | Each | 1.0 | CONNECTOR_NEW HDP-20 SERIES PWB MT | 18996-5745071-4 | TE CONNECTIVITY | STE
2240 | 7 |  | C136 | CTAOOC | 46-302742P8 | 3 | Standard | Each | 1.0 | CAPACITOR FIXED 1u FARADS 35 VOLTS .138L .110W .075H 3528 SURFACE MOUNT DEVICE | 18981-293D105X9035B2TE3 08390-T491B105K035AT | VISHAY KEMET | STE
2241 | 7 |  | D1-D3 | CTAOOC | 46-311083P2 | 3 | Standard | Each | 3.0 | BAV70 SWITCHING DIODE DUAL SER SW VR-70V VF-1.25V 200 MA SOT23 | 18846-BAV70LT1G 18889-BAV 70 E6327 18889-BAV70E6327HTSA1 | ON SEMICONDUCTOR INFINEON TECHNOLOGIES AG INFINEON TECHNOLOGIES AG | STE
2242 | 7 |  | TP0-TP13 | CTAOOC | 46-301752P5 | 3 | Standard | Each | 14.0 | CONNECTOR 1 CONTACTS SURFACE MOUNT PRINTED CIRCUIT TEST POINTS | 04947 5016 ZZC70-TP-107-02-1-T | KEYSTONE ELECTRONICS CORP COMPONENTS CORPORATION | STE
2243 | 7 |  | R6,R7,R124,R133,R151,R174-R178,R180-R183,R189,R199,R200,R202,R203,R216-R219 | CTAOOC | 46-312792P1 | 6 | Standard | Each | 23.0 | RESISTOR 0 OHM 1PERCENT 125MW 0805 JUMPER SURFACE MOUNTING 0 OHM L .079 W .050 T .018 | 18981-CRCW08050000Z0E 06725-RK73Z2AT 05498-ZC0805TW | VISHAY KOA RCD COMPONENTS INC. | STE
2244 | 7 |  | R1-R5,R8,R9,R11,R16,R34-R41,R43-R46,R125,R179,R185-R188,R206 | CTAOOC | 46-312792P11 | 4 | Standard | Each | 28.0 | RESISTOR 2k OHMS 1 % .125 WATTS 100V 100PPM/C | 18981-CRCW08052K00FKE 11623-NRC10F2001TRF 00006-WCR0805LF2001F 06725-RK73H2ATTD2001F 05498-MC08052001FTW | VISHAY NIC COMPONENTS CORPORATION IRC KOA RCD COMPONENTS INC. | STE
2245 | 7 |  | K1,K3-K5 | CTAOOC | 46-312336P3 | 4 | Standard | Each | 4.0 | RELAY AND CONTACTOR DPDT 24 V COIL VOLTAGE, CONTACT RATING OF 110 VDC,125 VAC AT 1 AMP | 07092-TQ2SA-24V | PANASONIC | STE
2246 | 7 |  | R26-R33,R190-R197 | CTAOOC | 46-312792P17 | 2 | Standard | Each | 16.0 | RESISTOR 475 OHMS 1 % .125 WATTS 100V 0805 CASE SIZE THICK FILM +-100 PPM/C | 11962-RC0805FR-07475RL 00006-WCR0805LF4750F 18981-CRCW0805475RFKE 05498-MC08054750FTW | YAGEO IRC VISHAY RCD COMPONENTS INC. | STE
2247 | 7 |  | R12,R51,R52,R66-R91,R93-R123,R147,R173,R184,R198,R201 | CTAOOC | 46-312792P24 | 3 | Standard | Each | 65.0 | RESISTOR 20k OHMS 1 PERCENT .125 WATTS | 06725-RK73H2ATTD2002F 05498-MC08052002FTW 18981-CRCW080520K0FKE 00006-WCR0805LF2002F | KOA RCD COMPONENTS INC. VISHAY IRC | STE
2248 | 7 |  | R48,R50,R211,R214,R215 | CTAOOC | 46-312792P81 | 6 | Standard | Each | 5.0 | RESISTOR 100 OHMS 1 PERCENT .125 WATTS 100 VOLT 100 PPM TC 0805 PACKAGE | 18981-CRCW0805100RFKE 11962-RC0805FR-07100RL 00006-WCR0805LF1000F 05498-MC08051000FTW 06725-RK73H2ATTD1000F 02254-MCR10EZPF1000 | VISHAY YAGEO IRC RCD COMPONENTS INC. KOA ROHM | STE
2249 | 7 |  | R10,R13-R15,R17-R25,R134-R143,R145,R148,R149,R169-R172 | CTAOOC | 46-312792P13 | 4 | Standard | Each | 30.0 | RESISTOR 1k OHMS 1 PERCENT .125 WATTS 0805 CASE SIZE | 11623-NRC10F1001TRF 05498-MC08051001FTW 18981-CRCW08051K00FKE 06725-RK73H2ATTD1001F 00006-WCR0805LF1001F | NIC COMPONENTS CORPORATION RCD COMPONENTS INC. VISHAY KOA IRC | STE
2250 | 7 |  | U1-U12,U27-U29,U31 | CTAOOC | 2118048 | 3 | Restricted | Each | 16.0 | DRIVER-RECEIVER NOT APPLICABLE 4 EAC QUAD LINE RECEIVER DS1489A S014 | 00495-SN75189AD | TEXAS INSTRUMENTS | STE
2251 | 7 |  | J4 | CTAOOC | 2106009-6 | 1 | Restricted | Each | 1.0 | CONNEC LOW-PROF TRANSI 10C HEAD STR | 01940 821-A010P-AM-A00 00214-75869-101LF 00266-N2510-6002RB 10099-09 18 510 6324 18996-5103308-1 | AMPHENOL FCI 3M (MINNESOTA MINING MFG) HARTING TE CONNECTIVITY | STE
2252 | 7 |  | J14 | CTAOOC | 2117073 | 1 | Not Recommended | Each | 1.0 | CONNECTOR 3 CONTACTS HEADER. WARNING: Unknown Whisker Risk | 18996-171825-3 | TE CONNECTIVITY | STE
2253 | 7 |  | U24-U26,U30 | CTAOOC | 2105421 | 1 | Restricted | Each | 4.0 | AMPLIFIER 2 EACH 2 PPM-DEG C 5.2 VOL SINGLE SUPPLY, RAIL TO RAIL LOW POWERFET-INPUT OP AMP | 01649-AD822BRZ | ANALOG DEVICES, INC. | STE
2254 | 7 |  | J12,J43 | CTAOOC | 2137666-7 | 1 | Standard | Each | 2.0 | CONNECTOR 8 CONTACTS 600 VOLTS 3 AMP SINGLE ROW .120 STRAIGHT HEADER WITH POLARIZATION SLOTS. | 01525 70545-0042 | MOLEX | STE
2255 | 7 |  | J7,J42 | CTAOOC | 2137666-5 | 1 | Standard | Each | 2.0 | CONNECTOR 6 CONTACTS 600 VOLTS 3 AMP SINGLE ROW .120 STRAIGHT HEADER WITH POLARIZATION SLOTS. | 01525 70545-0040 | MOLEX | STE
2256 | 7 |  | J3,J5,J6,J9,J13,J16,J17 | CTAOOC | 2137666-2 | 1 | Standard | Each | 7.0 | CONNECTOR 3 CONTACTS 600 VOLTS 3 AMP SINGLE ROW .125 STRAIGHT HEADER WITH POLARIZATION SLOTS. | 01525 70545-0037 | MOLEX | STE
2257 | 7 |  | J8 | CTAOOC | 2137666-9 | 1 | Standard | Each | 1.0 | CONNECTOR 10 CONTACTS 600 VOLTS 3 AM SINGLE ROW .120 STRAIGHT HEADER WITH POLARIZATION SLOTS | 01525 70545-0044 | MOLEX | STE
2258 | 7 |  | J18 | CTAOOC | 2137666-13 | 1 | Restricted | Each | 1.0 | CONNECTOR 4 CONTACTS 600 VOLTS 3 AM SINGLE ROW .120 STRAIGHT HEADER POLARIZATION SLOTS | 01525 70545-0073 | MOLEX | STE
2259 | 7 |  | C6-C8,C21-C29,C34,C35,C40,C41,C44,C49-C60,C62-C90,C92-C94,C96,C97,C99,C101,C103-C123,C137-C140 | CTAOOC | 2187107-6 | 3 | Not Recommended | Each | 90.0 | CAPACITOR FIXED .1u FARADS 50 VOLTS | 08390 C0805C104K5RAC 07945-CL21B104KBCNNNC | KEMET SAMSUNG | STE
2260 | 7 |  | U13 | CTAOOC | 2211252-5 | 4 | Standard | Each | 1.0 | LOGIC 74AHC-VHC14 TSSOP14 | 00495-SN74AHC14PWG4 18846-MC74VHC14DTG 00495-SN74AHC14PWE4 00495 SN74AHC14PW | TEXAS INSTRUMENTS ON SEMICONDUCTOR TEXAS INSTRUMENTS TEXAS INSTRUMENTS | STE
2261 | 7 |  | J351 | CTAOOC | 2227700-4 | 2 | Standard | Each | 1.0 | CONNECT TRANSIT+LATCH 26C HEADER STR | 00266-N3429-6302RB 10099-09 18 526 5904 01940-842-816-2630-435 18996-2-5499206-6 | 3M (MINNESOTA MINING MFG) HARTING AMPHENOL TE CONNECTIVITY | STE
2262 | 7 |  | U15-U23 | CTAOOC | 2196877-12 | 6 | Standard | Each | 9.0 | IC, LOGIC, 74LVC-LCX244, TSSOP20 | 00124-74LCX244TTR 18846-MC74LCX244DTG 19638-LVC244BTELL-E 00495-SN74LVC244APWE4 00495-SN74LVC244APWG4 00495-SN74LVC244APW | ST MICROELECTRONICS ON SEMICONDUCTOR RENESAS TECHNOLOGY CORP TEXAS INSTRUMENTS TEXAS INSTRUMENTS TEXAS INSTRUMENTS | STE
2263 | 7 |  | C47 | CTAOOC | 2187107-10 | 2 | Standard | Each | 1.0 | CAPACITOR CERAMIC X7R, 1UF 10Percent, 16V, SMD 0805 | 02862-GRM21BR71C105KA01 19214-0805YC105KAT | MURATA AVX/KYOCERA | STE
2264 | 7 |  | Q1-Q4 | CTAOOC | 2235316 | 1 | Restricted | Each | 4.0 | RESEAU-T CMS DAR NPN ULN2003 SOLP16 | 00495-ULN2003AD | TEXAS INSTRUMENTS | STE
2265 | 7 |  | C45 | CTAOOC | 2240282-15 | 2 | Standard | Each | 1.0 | CAPACITOR CERAMIC, X7R, 10UF, 10Percent, 16V, SMD 1206 | 03041-C3216X7R1C106K 08390-C1206C106K4RAC 11962-CC1206KKX7R7BB106 03041-C3216X7R1C106K160AC | TDK KEMET YAGEO TDK | STE
2266 | 7 |  | C9-C20,C30-C33,C36-C39,C42,C43,C46,C48,C61,C91,C95,C98,C100,C102,C124-C135 | CTAOOC | 2235239-6 | 2 | Standard | Each | 42.0 | CAPACITOR X7R 100NF 10% 16V 0603 | 08390 C0603C104K4RAC 18981-VJ0603Y104KXJ 11962-CC0603KRX7R7BB104 19214-0603YC104KAT | KEMET VISHAY YAGEO AVX/KYOCERA | STE
2267 | 7 |  | J10,J41 | CTAOOC | 2227700-10 | 3 | Standard | Each | 2.0 | CONNECT TRANSIT+LATCH 14C HEADER STR | 10099-09 18 514 5904 00266-N3314-6302RB | HARTING 3M (MINNESOTA MINING MFG) | STE
2268 | 7 |  | Y1 | CTAOOC | 2273338-7 | 2 | Restricted | Each | 1.0 | OSCIL 1.000MHZ 100PPM +EN LCSO4 SMD | 08522-SG-8002CA 1.0000M-PTC 03265-VCC1-A3A-1M000 20038-092-1-2 | EPSON, QD DIVISION VECTRON LABORATORIES INC FOX ELECTRONICS | STE
2269 | 7 |  | U33 | CTAOOC | 2246237-2 | 3 | Standard | Each | 1.0 | DRIVER-RECEIVER UART WITH 16 BYTE FIFO 3.3-5V SUPPLY, 48-TQFP NOTE ONLY TI PART HAS AUTOFLOW CNTRL | 00495-TL16C550CPTG4 ZZE10-ST16C550CQ48-F | TEXAS INSTRUMENTS EXAR | STE
2270 | 7 |  | S1,S2 | CTAOOC | 2253364-2 | 3 | Not Recommended | Each | 2.0 | SURFACE MOUNT DIP SWITCH, 4 POSITION GULL WING WITH POLYIMIDE TAPE SEAL MACHINE-INSERTABLE. WARNING: Unknown Whisker Risk | 05229-90HBW04PRT 00031-219004MST | GRAYHILL CTS CORP | STE
2271 | 7 |  | U35 | CTAOOC | 2242543-4 | 3 | Standard | Each | 1.0 | MEMORY EEPROM, 2048 WORDS X 8 BITS, 1.8V TO 5.5V, 400KHZ, SO8 | 00124-M24C16-RMN6P 08433-CAT24C16WI-G | ST MICROELECTRONICS ON SEMI (FORMERLY CATALYST) | STE
2272 | 7 |  | Y2 | CTAOOC | 2304499-16 | 3 | Standard | Each | 1.0 | OSCIL 10.0000MHZ 50PPM +EN LCSO4 SMD | 05746-T3392-10M 00031 CB3LV-3C-10M0000 11682-SM7745HV-10.0M 08522-SG-8002CA 10.000M-PCB 11465-LF SPXO014281 20038-F4105-100 05968 S1803B-10.0000 11718 CO4305-10.000 08522-SG-710ECK 10.0000MB 05968-S1613B-10.0000 | VALPEY FISHER DIV.OF VALTEC CO CTS CORP PLETRONICS EPSON, QD DIVISION C-MAC FREQUENCY PROD/ IQD FOX ELECTRONICS PERICOM, FORMERLY SARONIX RALTRON (FORMERLY SHOWA) EPSON, QD DIVISION PERICOM, FORMERLY SARONIX | STE
2273 | 7 |  | DS1-DS17 | CTAOOC | 2279219-2 | 1 | Standard | Each | 17.0 | LED GREEN LTST-C190G 0603 SMD | 18802 AP1608SGC 00941 HSMG-C190 11520 LTST-C190GKT 09050 PG1111C | KINGBRIGHT AVAGO TECHNOLOGIES LITE-ON STANLEY ELECTRIC CO LTD | STE
2274 | 7 |  | U34 | CTAOOC | 2274500-2 | 1 | Standard | Each | 1.0 | LOGIC INTERFACE RS-232 DRIVER-RECEIVER TSSOP 3 TO 5 V SUPPLY WITH ESD PROTECTION | 00495-MAX3232CPWE4 00124-ST3232ECTR 01649-ADM3202ARUZ | TEXAS INSTRUMENTS ST MICROELECTRONICS ANALOG DEVICES | STE
2275 | 7 |  | R42,R64,R65,R92,R159-R162 | CTAOOC | 2324551-5 | 4 | Standard | Each | 8.0 | RESISTOR 100k OHMS 1 % .1 WATTS SMT 0603 THICK FILM | 00006-WCR0603LF1003F 05498-MC06031003FTW 02254 MCR03EZPFX1003 18981-CRCW0603100KFKE 11962-RC0603FR-07100KL 06725-RK73H1JTTD1003F 10302-RMCF0603FT100K | IRC RCD COMPONENTS INC. ROHM VISHAY YAGEO KOA SEI | STE
2276 | 7 |  | R126,R128,R163,R165 | CTAOOC | 2324551-28 | 3 | Standard | Each | 4.0 | RESISTOR 332 OHMS 1 % .1 WATTS SMT 0603 THICK FILM | 06725-RK73H1JTTD3320F 00006-WCR0603LF3320F 11962-RC0603FR-07332RL 02254 MCR03EZPFX3320 05498-MC06033320FTW 18981-CRCW0603332RFKE 10302-RMCF0603FT332R | KOA IRC YAGEO ROHM RCD COMPONENTS INC. VISHAY SEI | STE
2277 | 7 |  | R130,R131,R167,R168 | CTAOOC | 2324551-2 | 3 | Standard | Each | 4.0 | RESISTOR 100 OHMS 1 PERCENT .1 WATTS SMT 0603 THICK FILM | 05498-MC06031000FTW 11962-RC0603FR-07100RL 00006-WCR0603LF1000F 02254 MCR03EZPFX1000 06725-RK73H1JTTD1000F 18981-CRCW0603100RFKE 10302-RMCF0603FT100R | RCD COMPONENTS INC. YAGEO IRC ROHM KOA VISHAY SEI | STE
2278 | 7 |  | R58,R59,R152,R154 | CTAOOC | 2324551 | 4 | Standard | Each | 4.0 | RESISTOR 10 OHMS 1 % .1 WATTS SMT 0603 THICK FILM | 05498-MC060310R0FTW 06725-RK73H1JTTD10R0F 00006-WCR0603LF10R0F 02254-MCR03EZPFX10R0 18981-CRCW060310R0FKE 11962-RC0603FR-0710RL 10302-RMCF0603FT10R0 | RCD COMPONENTS INC. KOA IRC ROHM VISHAY YAGEO SEI | STE
2279 | 7 |  | VR1 | CTAOOC | 2334692 | 1 | Restricted | Each | 1.0 | REGULATOR 3.3V OUTPUT LOW DROPOUT ANYCAP, 1.5A OUTPUT, SOT-223 | 01649-ADP3339AKCZ-3.3 | ANALOG DEVICES, INC. | STE
2280 | 7 |  | R62,R63,R157,R158 | CTAOOC | 2324551-373 | 2 | Standard | Each | 4.0 | RESISTOR 316 OHMS 1 PERCENT .1 WATT 100 PPM SMT 0603 THICK FILM | 06725-RK73H1JTTD3160F 02254-MCR03EZPFX3160 18981-CRCW0603316RFKEA 00006-WCR0603LF3160FPLT 00078-CR0603FX3160LF 11962-RC0603FR-07316RL | KOA ROHM VISHAY IRC BOURNS YAGEO | STE
2281 | 7 |  | R56,R57,R60,R61,R150,R153,R155,R156 | CTAOOC | 2324551-170 | 2 | Standard | Each | 8.0 | RESISTOR 143k OHMS 1 % .1 WATTS SMT 0603 THICK FILM | 05498-MC06031433FTW 00006-WCR0603LF1433F 06725-RK73H1JTTD1433F 11962-RC0603FR-07143KL 02254 MCR03EZPFX1433 18981-CRCW0603143KFKE 10302-RMCF1/16-143K-1% 10302-RMCF0603FT143K | RCD COMPONENTS INC. IRC KOA YAGEO ROHM VISHAY SEI SEI | STE
2282 | 7 |  | R54,R55,R127,R129,R164,R166 | CTAOOC | 2324551-39 | 3 | Standard | Each | 6.0 | RESISTOR 4.99k OHMS 1 % .1 WATTS SMT 0603 THICK FILM | 18981-CRCW06034K99FKE 11962-RC0603FR-074K99L 00006-WCR0603LF4991F 05498-MC06034991FTW 06725-RK73H1JTTD4991F 02254 MCR03EZPFX4991 10302-RMCF0603FT4K99 | VISHAY YAGEO IRC RCD COMPONENTS INC. KOA ROHM SEI | STE
2283 | 7 |  | U14 | CTAOOC | 5135116-3 | 1 | Standard | Each | 1.0 | PROGRAMMABLE CPLD, 2210 LOGIC ELEMENTS, MAX_II, 1.5-3.3V I_O VOLTAGE, 2.5-3.3V SUPPLY, 204 IO PINS, FBGA 256 | 10208-EPM2210F256C5N | ALTERA | STE
2284 | 7 |  | C1,C2,C4 | CTAOOC | 2378169 | 3 | Standard | Each | 3.0 | U6214CS CAPACITOR FIXED 100U FARADS | 07092-EEEHA1V101XP 06533-UWZ1V101MCL1GS 10220-EMVE350ADA101MF80G | PANASONIC NICHICON CORPORATION CHEMI-CON | STE
2285 | 7 |  | CR1,CR2 | CTAOOC | 2408243 | 1 | Restricted | Each | 2.0 | U1813HE SEMICONDUCTOR DIODE 5 VOLTS 5U AMPS | 10289-GBLC05C-LF | PROTEK DEVICES | STE
2286 | 7 |  | C3,C5 | CTAOOC | 2378166 | 4 | Standard | Each | 2.0 | U6211CS CAPACITOR FIXED 10U FARADS | 06533-UWZ1V100MCL1GB 07092-EEEHA1V100R 10220-EMVE350ADA100ME55G | NICHICON CORPORATION PANASONIC CHEMI-CON | STE
2287 | 7 |  | H1 | CTAOOC | 5338074 | 1 | Restricted | Each | 1.0 | PIEZOELECTRIC SOUNDER, EXTERNAL DRIVE PIN TYPE | 02862-PKM13EPYH4002-B0 | MURATA | STE
2288 | 7 |  | U32 | CTAOOC | 5394889 | 2 | Standard | Each | 1.0 | IC, AD CONVERTER, 12BITS, 4CHANNELS INPUT, SAR, T AND H, 0.5 TO 1MSPS, SERIAL OUT, 3V TO 5V VCC, ADC124S101C, MSOP10, 85C | 00036-ADC124S101CIMM/NOPB 00495-ADC124S101CIMM/NOPB | NATIONAL SEMICONDUCTOR TEXAS INSTRUMENTS | STE
2289 | 7 |  | R144,R146 | CTAOOC | 5245267-2 | 2 | Restricted | Each | 2.0 | RESISTOR 33 OHM, NON-MAGNETIC, 2 PERCENT, 100MW, FILM, 100PPM, 0603 | 23828-CHR0603 33 OHM +-2% | SRT RESISTOR TECHNOLOGY GMBH | STE
2290 | 6 |  | P1 | CTAComponent | 2410163 | 1 | Release | Each | 1.0 | Ariose Electronics_Buzzer MB12B24 |  |  | HLE
2291 | 6 |  | J11,J331,J341 | CTAOOC | 46-221703P17 | 2 | Not Recommended | Each | 3.0 | 025 POS 50 CONT .100 SPACING STRAIGHT W/LONG LATCHES 4-WALL AMP PART IS RESTRICTED DUE TO THE FA CT THAT IT REQUIRES A .250 LONG SCRE W TO RETAIN IT. | 00266 3433-6303 00266 3433-6603 02973 IDH-50PK1-S4-TG30 | 3M (MINNESOTA MINING MFG) 3M (MINNESOTA MINING MFG) ROBINSON NUGENT INC | STA
2292 | 6 |  | R47,R49,R204,R205,R207-R210,R212,R213 | CTAOOC | 46-286365P30 | 9 | Restricted | Each | 10.0 | RESISTOR 2k OHMS 1 % .25 WATTS 1206 PACKAGE SURFACE MOUNT | 18981-CRCW12062K00FKE 11962-RC1206FR-072KL 06725-RK73H2BTTD2001F 05498-MC12062001FTW 02254-MCR18EZPF2001 | VISHAY YAGEO KOA RCD COMPONENTS INC. ROHM | STE
2293 | 6 |  | J1 | CTAOOC | 46-296085P3 | 1 | Restricted | Each | 1.0 | CONNECTOR 4 CONTACTS FOR GOLD PLATED CONTACTS SEE 46-2218 60P3. | 18996-641968-1 | TE CONNECTIVITY | STE
2294 | 6 |  | J15 | CTAOOC | 46-278307P6 | 1 | Standard | Each | 1.0 | CONNECTOR HEADER 34 EACH WITH EJECTORS | 00266-N3431-6302RB 18996-5499922-8 | 3M (MINNESOTA MINING MFG) TE CONNECTIVITY | STE
2295 | 6 |  | R228,R229 | CTAOOC | 46-170025P33 | 11 | Not Recommended | Each | 2.0 | POTENTIOMETER, PWB TRIMMER, TOP ADJ, 20TURNS, 1K 500MW, LINEAR, WARNING: Unknown Whisker Risk | 00078-3296 W-1-102 LF 18981-T93YA102K 01667-67WR1KLF | BOURNS VISHAY BI TECHNOLOGIES | STE
2296 | 6 |  | R53,R132 | CTAOOC | 46-170025P26 | 8 | Not Recommended | Each | 2.0 | RESISTOR 2k OHMS 10 PERCENT .5 WATTS CERMET TOP ADJ 25 TURN. WARNING: Unknown Whisker Risk | 18981-T93YA202K 00078-3296W-1-202LF 01667-67WR2KLF | VISHAY BOURNS BI TECHNOLOGIES | STE
2297 | 6 |  | U32,U36 | CTAOOC | 5394889 | 2 | Standard | Each | 2.0 | IC, AD CONVERTER, 12BITS, 4CHANNELS INPUT, SAR, T AND H, 0.5 TO 1MSPS, SERIAL OUT, 3V TO 5V VCC, ADC124S101C, MSOP10, 85C | 00036-ADC124S101CIMM/NOPB 00495-ADC124S101CIMM/NOPB | NATIONAL SEMICONDUCTOR TEXAS INSTRUMENTS | STE
2298 | 6 |  | J4 | CTAOOC | 2106009-6 | 1 | Restricted | Each | 1.0 | CONNEC LOW-PROF TRANSI 10C HEAD STR | 01940 821-A010P-AM-A00 00214-75869-101LF 00266-N2510-6002RB 10099-09 18 510 6324 18996-5103308-1 | AMPHENOL FCI 3M (MINNESOTA MINING MFG) HARTING TE CONNECTIVITY | STE
2299 | 6 |  | U1-U12,U27-U29,U31 | CTAOOC | 2118048 | 3 | Restricted | Each | 16.0 | DRIVER-RECEIVER NOT APPLICABLE 4 EAC QUAD LINE RECEIVER DS1489A S014 | 00495-SN75189AD | TEXAS INSTRUMENTS | STE
2300 | 6 |  | J3,J5,J6,J9,J17,J20 | CTAOOC | 2137666-2 | 1 | Standard | Each | 6.0 | CONNECTOR 3 CONTACTS 600 VOLTS 3 AMP SINGLE ROW .125 STRAIGHT HEADER WITH POLARIZATION SLOTS. | 01525 70545-0037 | MOLEX | STE
2301 | 6 |  | J14 | CTAOOC | 2117073 | 1 | Not Recommended | Each | 1.0 | CONNECTOR 3 CONTACTS HEADER. WARNING: Unknown Whisker Risk | 18996-171825-3 | TE CONNECTIVITY | STE
2302 | 6 |  | U24-U26,U30 | CTAOOC | 2105421 | 1 | Restricted | Each | 4.0 | AMPLIFIER 2 EACH 2 PPM-DEG C 5.2 VOL SINGLE SUPPLY, RAIL TO RAIL LOW POWERFET-INPUT OP AMP | 01649-AD822BRZ | ANALOG DEVICES, INC. | STE
2303 | 6 |  | R6,R7,R124,R133,R174-R178,R199,R203,R217,R230,R233,R236 | CTAOOC | 46-312792P1 | 6 | Standard | Each | 15.0 | RESISTOR 0 OHM 1PERCENT 125MW 0805 JUMPER SURFACE MOUNTING 0 OHM L .079 W .050 T .018 | 18981-CRCW08050000Z0E 06725-RK73Z2AT 05498-ZC0805TW | VISHAY KOA RCD COMPONENTS INC. | STE
2304 | 6 |  | R1-R5,R8,R9,R11,R16,R34-R41,R43-R46,R125,R179,R185-R187,R206,R238-R242 | CTAOOC | 46-312792P11 | 4 | Standard | Each | 32.0 | RESISTOR 2k OHMS 1 % .125 WATTS 100V 100PPM/C | 18981-CRCW08052K00FKE 11623-NRC10F2001TRF 00006-WCR0805LF2001F 06725-RK73H2ATTD2001F 05498-MC08052001FTW | VISHAY NIC COMPONENTS CORPORATION IRC KOA RCD COMPONENTS INC. | STE
2305 | 6 |  | R26-R33,R190-R197 | CTAOOC | 46-312792P17 | 2 | Standard | Each | 16.0 | RESISTOR 475 OHMS 1 % .125 WATTS 100V 0805 CASE SIZE THICK FILM +-100 PPM/C | 11962-RC0805FR-07475RL 00006-WCR0805LF4750F 18981-CRCW0805475RFKE 05498-MC08054750FTW | YAGEO IRC VISHAY RCD COMPONENTS INC. | STE
2306 | 6 |  | R12,R51,R52,R66-R91,R93-R123,R147,R173,R184,R198,R201 | CTAOOC | 46-312792P24 | 3 | Standard | Each | 65.0 | RESISTOR 20k OHMS 1 PERCENT .125 WATTS | 06725-RK73H2ATTD2002F 05498-MC08052002FTW 18981-CRCW080520K0FKE 00006-WCR0805LF2002F | KOA RCD COMPONENTS INC. VISHAY IRC | STE
2307 | 6 |  | R48,R50,R211,R214,R215 | CTAOOC | 46-312792P81 | 6 | Standard | Each | 5.0 | RESISTOR 100 OHMS 1 PERCENT .125 WATTS 100 VOLT 100 PPM TC 0805 PACKAGE | 18981-CRCW0805100RFKE 11962-RC0805FR-07100RL 00006-WCR0805LF1000F 05498-MC08051000FTW 06725-RK73H2ATTD1000F 02254-MCR10EZPF1000 | VISHAY YAGEO IRC RCD COMPONENTS INC. KOA ROHM | STE
2308 | 6 |  | R10,R13-R15,R17-R25,R134-R143,R145,R148,R149,R169-R172,R220-R223,R234,R235 | CTAOOC | 46-312792P13 | 4 | Standard | Each | 36.0 | RESISTOR 1k OHMS 1 PERCENT .125 WATTS 0805 CASE SIZE | 11623-NRC10F1001TRF 05498-MC08051001FTW 18981-CRCW08051K00FKE 06725-RK73H2ATTD1001F 00006-WCR0805LF1001F | NIC COMPONENTS CORPORATION RCD COMPONENTS INC. VISHAY KOA IRC | STE
2309 | 6 |  | D1-D5 | CTAOOC | 46-311083P2 | 3 | Standard | Each | 5.0 | BAV70 SWITCHING DIODE DUAL SER SW VR-70V VF-1.25V 200 MA SOT23 | 18846-BAV70LT1G 18889-BAV 70 E6327 18889-BAV70E6327HTSA1 | ON SEMICONDUCTOR INFINEON TECHNOLOGIES AG INFINEON TECHNOLOGIES AG | STE
2310 | 6 |  | K1,K3-K5 | CTAOOC | 46-312336P3 | 4 | Standard | Each | 4.0 | RELAY AND CONTACTOR DPDT 24 V COIL VOLTAGE, CONTACT RATING OF 110 VDC,125 VAC AT 1 AMP | 07092-TQ2SA-24V | PANASONIC | STE
2311 | 6 |  | C136,C141 | CTAOOC | 46-302742P8 | 3 | Standard | Each | 2.0 | CAPACITOR FIXED 1u FARADS 35 VOLTS .138L .110W .075H 3528 SURFACE MOUNT DEVICE | 18981-293D105X9035B2TE3 08390-T491B105K035AT | VISHAY KEMET | STE
2312 | 6 |  | J351 | CTAOOC | 2227700-4 | 2 | Standard | Each | 1.0 | CONNECT TRANSIT+LATCH 26C HEADER STR | 00266-N3429-6302RB 10099-09 18 526 5904 01940-842-816-2630-435 18996-2-5499206-6 | 3M (MINNESOTA MINING MFG) HARTING AMPHENOL TE CONNECTIVITY | STE
2313 | 6 |  | J41 | CTAOOC | 2227700-10 | 3 | Standard | Each | 1.0 | CONNECT TRANSIT+LATCH 14C HEADER STR | 10099-09 18 514 5904 00266-N3314-6302RB | HARTING 3M (MINNESOTA MINING MFG) | STE
2314 | 6 |  | C9-C20,C30-C33,C36-C39,C42,C43,C46,C48,C61,C91,C95,C98,C100,C102,C124-C135,C143-C146 | CTAOOC | 2235239-6 | 2 | Standard | Each | 46.0 | CAPACITOR X7R 100NF 10% 16V 0603 | 08390 C0603C104K4RAC 18981-VJ0603Y104KXJ 11962-CC0603KRX7R7BB104 19214-0603YC104KAT | KEMET VISHAY YAGEO AVX/KYOCERA | STE
2315 | 6 |  | C45 | CTAOOC | 2240282-15 | 2 | Standard | Each | 1.0 | CAPACITOR CERAMIC, X7R, 10UF, 10Percent, 16V, SMD 1206 | 03041-C3216X7R1C106K 08390-C1206C106K4RAC 11962-CC1206KKX7R7BB106 03041-C3216X7R1C106K160AC | TDK KEMET YAGEO TDK | STE
2316 | 6 |  | U35 | CTAOOC | 2242543-4 | 3 | Standard | Each | 1.0 | MEMORY EEPROM, 2048 WORDS X 8 BITS, 1.8V TO 5.5V, 400KHZ, SO8 | 00124-M24C16-RMN6P 08433-CAT24C16WI-G | ST MICROELECTRONICS ON SEMI (FORMERLY CATALYST) | STE
2317 | 6 |  | Q1-Q4 | CTAOOC | 2235316 | 1 | Restricted | Each | 4.0 | RESEAU-T CMS DAR NPN ULN2003 SOLP16 | 00495-ULN2003AD | TEXAS INSTRUMENTS | STE
2318 | 6 |  | U13 | CTAOOC | 2211252-5 | 4 | Standard | Each | 1.0 | LOGIC 74AHC-VHC14 TSSOP14 | 00495-SN74AHC14PWG4 18846-MC74VHC14DTG 00495-SN74AHC14PWE4 00495 SN74AHC14PW | TEXAS INSTRUMENTS ON SEMICONDUCTOR TEXAS INSTRUMENTS TEXAS INSTRUMENTS | STE
2319 | 6 |  | C3,C5 | CTAOOC | 2183937-2 | 2 | Standard | Each | 2.0 | CAPA TANT 1UF 10% 35V 3528 | 18981-293D105X9035B2TE3 08390-T491B105K035AT 19214-TAJB105K035RNJ | VISHAY KEMET AVX/KYOCERA | STE
2320 | 6 |  | C6-C8,C21-C29,C34,C35,C40,C41,C44,C49-C60,C62-C90,C92-C94,C96,C97,C99,C101,C103-C123,C137-C140,C142 | CTAOOC | 2187107-6 | 3 | Not Recommended | Each | 91.0 | CAPACITOR FIXED .1u FARADS 50 VOLTS | 08390 C0805C104K5RAC 07945-CL21B104KBCNNNC | KEMET SAMSUNG | STE
2321 | 6 |  | C47 | CTAOOC | 2187107-10 | 2 | Standard | Each | 1.0 | CAPACITOR CERAMIC X7R, 1UF 10Percent, 16V, SMD 0805 | 02862-GRM21BR71C105KA01 19214-0805YC105KAT | MURATA AVX/KYOCERA | STE
2322 | 6 |  | U15-U23 | CTAOOC | 2299073-2 | 5 | Standard | Each | 9.0 | IC, LOGIC, LVTH, OCTAL BUFFER-DRIVER, 74LVTH244, TSSOP20 | 00495-SN74LVTH244APW 00495-SN74LVTH244APWRG4 00495-SN74LVTH244APWRE4 24386-74LVTH244MTCX | TEXAS INSTRUMENTS TEXAS INSTRUMENTS TEXAS INSTRUMENTS FAIRCHILD SEMICONDUCTOR INC | STE
2323 | 6 |  | J12,J42 | CTAOOC | 2137666-7 | 1 | Standard | Each | 2.0 | CONNECTOR 8 CONTACTS 600 VOLTS 3 AMP SINGLE ROW .120 STRAIGHT HEADER WITH POLARIZATION SLOTS. | 01525 70545-0042 | MOLEX | STE
2324 | 6 |  | J8 | CTAOOC | 2137666-9 | 1 | Standard | Each | 1.0 | CONNECTOR 10 CONTACTS 600 VOLTS 3 AM SINGLE ROW .120 STRAIGHT HEADER WITH POLARIZATION SLOTS | 01525 70545-0044 | MOLEX | STE
2325 | 6 |  | J7 | CTAOOC | 2137666-5 | 1 | Standard | Each | 1.0 | CONNECTOR 6 CONTACTS 600 VOLTS 3 AMP SINGLE ROW .120 STRAIGHT HEADER WITH POLARIZATION SLOTS. | 01525 70545-0040 | MOLEX | STE
2326 | 6 |  | R58,R59,R152,R154 | CTAOOC | 2324551 | 4 | Standard | Each | 4.0 | RESISTOR 10 OHMS 1 % .1 WATTS SMT 0603 THICK FILM | 05498-MC060310R0FTW 06725-RK73H1JTTD10R0F 00006-WCR0603LF10R0F 02254-MCR03EZPFX10R0 18981-CRCW060310R0FKE 11962-RC0603FR-0710RL 10302-RMCF0603FT10R0 | RCD COMPONENTS INC. KOA IRC ROHM VISHAY YAGEO SEI | STE
2327 | 6 |  | R130,R131,R167,R168,R224-R227 | CTAOOC | 2324551-2 | 3 | Standard | Each | 8.0 | RESISTOR 100 OHMS 1 PERCENT .1 WATTS SMT 0603 THICK FILM | 05498-MC06031000FTW 11962-RC0603FR-07100RL 00006-WCR0603LF1000F 02254 MCR03EZPFX1000 06725-RK73H1JTTD1000F 18981-CRCW0603100RFKE 10302-RMCF0603FT100R | RCD COMPONENTS INC. YAGEO IRC ROHM KOA VISHAY SEI | STE
2328 | 6 |  | R42,R64,R65,R92,R159-R162 | CTAOOC | 2324551-5 | 4 | Standard | Each | 8.0 | RESISTOR 100k OHMS 1 % .1 WATTS SMT 0603 THICK FILM | 00006-WCR0603LF1003F 05498-MC06031003FTW 02254 MCR03EZPFX1003 18981-CRCW0603100KFKE 11962-RC0603FR-07100KL 06725-RK73H1JTTD1003F 10302-RMCF0603FT100K | IRC RCD COMPONENTS INC. ROHM VISHAY YAGEO KOA SEI | STE
2329 | 6 |  | R126,R128,R163,R165 | CTAOOC | 2324551-28 | 3 | Standard | Each | 4.0 | RESISTOR 332 OHMS 1 % .1 WATTS SMT 0603 THICK FILM | 06725-RK73H1JTTD3320F 00006-WCR0603LF3320F 11962-RC0603FR-07332RL 02254 MCR03EZPFX3320 05498-MC06033320FTW 18981-CRCW0603332RFKE 10302-RMCF0603FT332R | KOA IRC YAGEO ROHM RCD COMPONENTS INC. VISHAY SEI | STE
2330 | 6 |  | R56,R57,R60,R61,R150,R153,R155,R156 | CTAOOC | 2324551-170 | 2 | Standard | Each | 8.0 | RESISTOR 143k OHMS 1 % .1 WATTS SMT 0603 THICK FILM | 05498-MC06031433FTW 00006-WCR0603LF1433F 06725-RK73H1JTTD1433F 11962-RC0603FR-07143KL 02254 MCR03EZPFX1433 18981-CRCW0603143KFKE 10302-RMCF1/16-143K-1% 10302-RMCF0603FT143K | RCD COMPONENTS INC. IRC KOA YAGEO ROHM VISHAY SEI SEI | STE
2331 | 6 |  | R54,R55,R127,R129,R164,R166 | CTAOOC | 2324551-39 | 3 | Standard | Each | 6.0 | RESISTOR 4.99k OHMS 1 % .1 WATTS SMT 0603 THICK FILM | 18981-CRCW06034K99FKE 11962-RC0603FR-074K99L 00006-WCR0603LF4991F 05498-MC06034991FTW 06725-RK73H1JTTD4991F 02254 MCR03EZPFX4991 10302-RMCF0603FT4K99 | VISHAY YAGEO IRC RCD COMPONENTS INC. KOA ROHM SEI | STE
2332 | 6 |  | Y1 | CTAOOC | 2273338-7 | 2 | Restricted | Each | 1.0 | OSCIL 1.000MHZ 100PPM +EN LCSO4 SMD | 08522-SG-8002CA 1.0000M-PTC 03265-VCC1-A3A-1M000 20038-092-1-2 | EPSON, QD DIVISION VECTRON LABORATORIES INC FOX ELECTRONICS | STE
2333 | 6 |  | U34 | CTAOOC | 2274500-2 | 1 | Standard | Each | 1.0 | LOGIC INTERFACE RS-232 DRIVER-RECEIVER TSSOP 3 TO 5 V SUPPLY WITH ESD PROTECTION | 00495-MAX3232CPWE4 00124-ST3232ECTR 01649-ADM3202ARUZ | TEXAS INSTRUMENTS ST MICROELECTRONICS ANALOG DEVICES | STE
2334 | 6 |  | DS1-DS17 | CTAOOC | 2279219-2 | 1 | Standard | Each | 17.0 | LED GREEN LTST-C190G 0603 SMD | 18802 AP1608SGC 00941 HSMG-C190 11520 LTST-C190GKT 09050 PG1111C | KINGBRIGHT AVAGO TECHNOLOGIES LITE-ON STANLEY ELECTRIC CO LTD | STE
2335 | 6 |  | S1-S4 | CTAOOC | 2253364-2 | 3 | Not Recommended | Each | 4.0 | SURFACE MOUNT DIP SWITCH, 4 POSITION GULL WING WITH POLYIMIDE TAPE SEAL MACHINE-INSERTABLE. WARNING: Unknown Whisker Risk | 05229-90HBW04PRT 00031-219004MST | GRAYHILL CTS CORP | STE
2336 | 6 |  | U33 | CTAOOC | 2246237-2 | 3 | Standard | Each | 1.0 | DRIVER-RECEIVER UART WITH 16 BYTE FIFO 3.3-5V SUPPLY, 48-TQFP NOTE ONLY TI PART HAS AUTOFLOW CNTRL | 00495-TL16C550CPTG4 ZZE10-ST16C550CQ48-F | TEXAS INSTRUMENTS EXAR | STE
2337 | 6 |  | CR1,CR2 | CTAOOC | 2408243 | 1 | Restricted | Each | 2.0 | U1813HE SEMICONDUCTOR DIODE 5 VOLTS 5U AMPS | 10289-GBLC05C-LF | PROTEK DEVICES | STE
2338 | 6 |  | U14 | CTAOOC | 5135116-3 | 1 | Standard | Each | 1.0 | PROGRAMMABLE CPLD, 2210 LOGIC ELEMENTS, MAX_II, 1.5-3.3V I_O VOLTAGE, 2.5-3.3V SUPPLY, 204 IO PINS, FBGA 256 | 10208-EPM2210F256C5N | ALTERA | STE
2339 | 6 |  | R144,R146 | CTAOOC | 5245267-2 | 2 | Restricted | Each | 2.0 | RESISTOR 33 OHM, NON-MAGNETIC, 2 PERCENT, 100MW, FILM, 100PPM, 0603 | 23828-CHR0603 33 OHM +-2% | SRT RESISTOR TECHNOLOGY GMBH | STE
2340 | 6 |  | VR1 | CTAOOC | 2334692 | 1 | Restricted | Each | 1.0 | REGULATOR 3.3V OUTPUT LOW DROPOUT ANYCAP, 1.5A OUTPUT, SOT-223 | 01649-ADP3339AKCZ-3.3 | ANALOG DEVICES, INC. | STE
2341 | 6 |  | C1,C2,C4 | CTAOOC | 2378169 | 3 | Standard | Each | 3.0 | U6214CS CAPACITOR FIXED 100U FARADS | 07092-EEEHA1V101XP 06533-UWZ1V101MCL1GS 10220-EMVE350ADA101MF80G | PANASONIC NICHICON CORPORATION CHEMI-CON | STE
2342 | 6 |  | R62,R63,R157,R158 | CTAOOC | 2324551-373 | 2 | Standard | Each | 4.0 | RESISTOR 316 OHMS 1 PERCENT .1 WATT 100 PPM SMT 0603 THICK FILM | 06725-RK73H1JTTD3160F 02254-MCR03EZPFX3160 18981-CRCW0603316RFKEA 00006-WCR0603LF3160FPLT 00078-CR0603FX3160LF 11962-RC0603FR-07316RL | KOA ROHM VISHAY IRC BOURNS YAGEO | STE
2343 | 4 | 6 |  | ECCCollectorPart | 5444390 | 2 | Release | Each | 1.0 | Table accessory collector |  |  | HLE
2344 | 5 | 1 |  | CTAAssembly | 5451223 | 4 | Release | Each | 1.0 | Right shoulder pad assembly |  |  | CCX
2345 | 6 | 1 |  | CTAComponent | 5440513 | 1 | Release | Each | 1.0 | Shoulder fix main frame |  |  | CCX
2346 | 6 | 5 |  | CTAComponent | 5444569 | 1 | Release | Each | 1.0 | Shoulder fix knob assembly |  |  | CCX
2347 | 6 | 7 |  | CTAComponent | 5449400 | 1 | Release | Each | 1.0 | Shoulder pad adjusting knob |  |  | CCX
2348 | 6 | 6 |  | CTAComponent | 5442184 | 1 | Release | Each | 1.0 | Knob PU support tray |  |  | CCX
2349 | 6 | 11 |  | CTAComponent | 5438186 | 1 | Release | Each | 1.0 | Knob support tray base |  |  | CCX
2350 | 6 | 2 |  | CTAComponent | 5452280 | 1 | Release | Each | 1.0 | Shoulder adjustinging frame |  |  | CCX
2351 | 6 | 3 |  | CTAComponent | 5454761 | 1 | Release | Each | 1.0 | Right shoulder pad |  |  | CCX
2352 | 6 | 10 |  | CTAComponent | 5457979 | 1 | Release | Each | 1.0 | Shoulder pad adjusting thimble |  |  | HLE
2353 | 6 | 9 |  | CTAComponent | 5451438 | 1 | Release | Each | 1.0 | Right shoulder rear cover |  |  | CCX
2354 | 6 | 8 |  | CTAComponent | 5450657 | 1 | Release | Each | 1.0 | M4x10_GB973 |  |  | CCX
2355 | 6 | 14 |  | CTAComponent | 1000-M4C014-04 | 1 | Release | Each | 2.0 | Hexagon Socket Head Cap Screw, M4-0.7, X14mm Long, Grade 8.8 Steel, Zinc Plated, RoHS Fastener | 11060-M4C14KCSC9Z6/912 A0996-BN 4 M10 x 14mm CR6+FREE 24140-M4/14/SOHTCS/TC1D/ISO4762 | ANIXTER BOSSARD TR FORMAC DIV OF TR FASTENINGS | STM
2356 | 6 | 15 |  | CTAComponent | 1000-M5C016-04 | 5 | Release | Each | 3.0 | Hexagon Socket Head Cap Screw, M5-0.8, X16mm Long, Grade 8.8 Steel, Zinc Plated, RoHS Fastener | 11060-M5C16KCSC9Z6/912 24140-M5/16/SOHTCS/TC1D/DIN912 10487-1000-M5C016-04 20589-ZS2540016ZP0000 A0996-BN 4 M5 x 16mm CR6+FREE | ANIXTER TR FORMAC DIV OF TR FASTENINGS OHTA FASTENAL COMPANY BOSSARD | STM
2357 | 6 | 12 |  | CTAComponent | 5491728 | 1 | Release | Each | 4.0 | POM wearable thimble |  |  | CCX
2358 | 6 | 13 |  | CTAComponent | 1000-M4C010-04 | 5 | Release | Each | 2.0 | Hexagon Socket Head Cap Screw, ISO 4762, M4-0.7, X10mm Long, Grade 8.8 Steel, Zinc Plated, RoHS Fastener | 11060-M4C10KCSC9Z6/912 10487-1000-M4C010-04 20589-10948-03231 24140-M4/10/SOHTCS/TC1D/DIN912 A0996-BN 4 M4 X 10mm CR6+FREE | ANIXTER OHTA FASTENAL COMPANY TR FORMAC DIV OF TR FASTENINGS BOSSARD | STM
2359 | 6 | 4 |  | CTAComponent | 5459488 | 1 | Release | Each | 1.0 | Right shoulder pad fix plate |  |  | CCX
2360 | 6 | 18 |  | CTAComponent | 2000-M5-02 | 3 | Release | Each | 3.0 | Flat Washer, ISO7089, M5, Steel 140HV, Zinc Plated, RoHS Fastener | 11060-M5NWSFSTZ6/125A A0996-BN715 M5 CR6 Free 24140-M5/-/PWSTWA/TC1 20589-10948-03440 | ANIXTER BOSSARD TR FORMAC DIV OF TR FASTENINGS FASTENAL COMPANY | STM
2361 | 6 | 19 |  | CTAComponent | 2106-M5-14 | 1 | Release | Each | 3.0 | Spring Lock Washer with Flat Ends JIS B1251, M5, Spring Stainless Steel, Rohs Fastener | 24140-2106-M5-14 | TR FORMAC DIV OF TR FASTENINGS | STM
2362 | 6 | 16 |  | CTAComponent | 1043-M4C006-37 | 1 | Release | Each | 1.0 | Hexagon Socket Set Screws with Dog Point, ISO 4028, M4-0.7, X6mm Long, A2-21H Stainless Steel, Passivate, RoHS Fastener | A0996-BN619 M4 x 6mm CR6+FREE 11060-M4C6KKDSJ/915 24140-M4/6/HSA2DP/SF/GB79 | BOSSARD ANIXTER TR FORMAC DIV OF TR FASTENINGS | STM
2363 | 6 | 17 |  | CTAComponent | 1010-M4C008-14 | 1 | Release | Each | 6.0 | Phillips Flat Head Screw, ISO 7046, M4-0.7, X8mm Long, Grade 4.8 Steel, Zinc Plated, RoHS Fastener | 20589-10948-03507 11060-M4C8MXFSTZ6/965A | FASTENAL COMPANY ANIXTER | STM
2364 | 5 | 5 |  | CTAAssembly | 5451224 | 4 | Release | Each | 1.0 | Right grasp handle assembly |  |  | CCX
2365 | 6 | 2 |  | CTAComponent | 5442184 | 1 | Release | Each | 1.0 | Knob PU support tray |  |  | CCX
2366 | 6 | 5 |  | CTAComponent | 5442185 | 1 | Release | Each | 1.0 | Right grasp handle frame |  |  | CCX
2367 | 6 | 1 |  | CTAComponent | 5438186 | 1 | Release | Each | 1.0 | Knob support tray base |  |  | CCX
2368 | 6 | 7 |  | CTAComponent | 5491728 | 1 | Release | Each | 2.0 | POM wearable thimble |  |  | CCX
2369 | 6 | 6 |  | CTAComponent | 5450657 | 1 | Release | Each | 1.0 | M4x10_GB973 |  |  | CCX
2370 | 6 | 4 |  | CTAComponent | 5451439 | 1 | Release | Each | 1.0 | Grasp handle column |  |  | CCX
2371 | 6 | 3 |  | CTAComponent | 5444569 | 1 | Release | Each | 1.0 | Shoulder fix knob assembly |  |  | CCX
2372 | 5 | 4 |  | CTAAssembly | 5445988 | 4 | Release | Each | 2.0 | Handle grid assembly |  |  | CCX
2373 | 6 | 4 |  | CTAComponent | 5438186 | 1 | Release | Each | 2.0 | Knob support tray base |  |  | CCX
2374 | 6 | 8 |  | CTAComponent | 1000-M5C016-04 | 5 | Release | Each | 4.0 | Hexagon Socket Head Cap Screw, M5-0.8, X16mm Long, Grade 8.8 Steel, Zinc Plated, RoHS Fastener | 11060-M5C16KCSC9Z6/912 24140-M5/16/SOHTCS/TC1D/DIN912 10487-1000-M5C016-04 20589-ZS2540016ZP0000 A0996-BN 4 M5 x 16mm CR6+FREE | ANIXTER TR FORMAC DIV OF TR FASTENINGS OHTA FASTENAL COMPANY BOSSARD | STM
2375 | 6 | 1 |  | CTAComponent | 5449401 | 1 | Release | Each | 2.0 | Handle grid fixing frame |  |  | CCX
2376 | 6 | 3 |  | CTAComponent | 5447013 | 1 | Release | Each | 2.0 | Handle fix knob assembly |  |  | CCX
2377 | 6 | 5 |  | CTAComponent | 5442184 | 1 | Release | Each | 2.0 | Knob PU support tray |  |  | CCX
2378 | 6 | 2 |  | CTAComponent | 5438187 | 1 | Release | Each | 1.0 | Handle grid bar |  |  | CCX
2379 | 6 | 7 |  | CTAComponent | 5491728 | 1 | Release | Each | 4.0 | POM wearable thimble |  |  | CCX
2380 | 6 | 6 |  | CTAComponent | 5450657 | 1 | Release | Each | 1.0 | M4x10_GB973 |  |  | CCX
2381 | 5 | 6 |  | CTAAssembly | 5455393 | 4 | Release | Each | 1.0 | Left grasp handle assembly |  |  | CCX
2382 | 6 | 2 |  | CTAComponent | 5442184 | 1 | Release | Each | 1.0 | Knob PU support tray |  |  | CCX
2383 | 6 | 3 |  | CTAComponent | 5444569 | 1 | Release | Each | 1.0 | Shoulder fix knob assembly |  |  | CCX
2384 | 6 | 1 |  | CTAComponent | 5438186 | 1 | Release | Each | 1.0 | Knob support tray base |  |  | CCX
2385 | 6 | 7 |  | CTAComponent | 5491728 | 1 | Release | Each | 2.0 | POM wearable thimble |  |  | CCX
2386 | 6 | 5 |  | CTAComponent | 5460251 | 1 | Release | Each | 1.0 | Left grasp hand1e frame |  |  | CCX
2387 | 6 | 6 |  | CTAComponent | 5450657 | 1 | Release | Each | 1.0 | M4x10_GB973 |  |  | CCX
2388 | 6 | 4 |  | CTAComponent | 5451439 | 1 | Release | Each | 1.0 | Grasp handle column |  |  | CCX
2389 | 5 | 3 |  | CTAAssembly | 5439539 | 4 | Release | Each | 1.0 | Foot step assembly |  |  | CCX
2390 | 6 | 1 |  | CTAAssembly | 5449857 | 1 | Release | Each | 1.0 | Foot step board assembly |  |  | CCX
2391 | 7 | 2 |  | CTAComponent | 5436902 | 1 | Release | Each | 1.0 | Foot step board left support plate |  |  | CCX
2392 | 7 | 4 |  | CTAComponent | 5442994 | 1 | Release | Each | 1.0 | Foot step board right support plate |  |  | CCX
2393 | 7 | 3 |  | CTAComponent | 5447816 | 1 | Release | Each | 2.0 | Foot step board middle support plate |  |  | CCX
2394 | 7 | 1 |  | CTAComponent | 5448645 | 1 | Release | Each | 1.0 | Foot step board top plate |  |  | CCX
2395 | 7 | 6 |  | CTAComponent | 5462495 | 1 | Release | Each | 2.0 | Foot step board R angle plate |  |  | CCX
2396 | 7 | 7 |  | CTAComponent | 5494207 | 1 | Release | Each | 6.0 | Foot step support block |  |  | CCX
2397 | 7 | 5 |  | CTAComponent | 5439753 | 1 | Release | Each | 1.0 | Foot step board bottom plate |  |  | CCX
2398 | 6 | 8 |  | CTAComponent | 1000-M4C010-04 | 5 | Release | Each | 4.0 | Hexagon Socket Head Cap Screw, ISO 4762, M4-0.7, X10mm Long, Grade 8.8 Steel, Zinc Plated, RoHS Fastener | 11060-M4C10KCSC9Z6/912 10487-1000-M4C010-04 20589-10948-03231 24140-M4/10/SOHTCS/TC1D/DIN912 A0996-BN 4 M4 X 10mm CR6+FREE | ANIXTER OHTA FASTENAL COMPANY TR FORMAC DIV OF TR FASTENINGS BOSSARD | STM
2399 | 6 | 5 |  | CTAComponent | 1000-M5C016-04 | 5 | Release | Each | 6.0 | Hexagon Socket Head Cap Screw, M5-0.8, X16mm Long, Grade 8.8 Steel, Zinc Plated, RoHS Fastener | 11060-M5C16KCSC9Z6/912 24140-M5/16/SOHTCS/TC1D/DIN912 10487-1000-M5C016-04 20589-ZS2540016ZP0000 A0996-BN 4 M5 x 16mm CR6+FREE | ANIXTER TR FORMAC DIV OF TR FASTENINGS OHTA FASTENAL COMPANY BOSSARD | STM
2400 | 6 | 3 |  | CTAComponent | 5457212 | 1 | Release | Each | 2.0 | Foot step board nylon pillow |  |  | CCX
2401 | 6 | 2 |  | CTAAssembly | 5453109 | 1 | Release | Each | 1.0 | Foot step left support bracket |  |  | CCX
2402 | 7 | 4 |  | CTAComponent | 5496469 | 1 | Release | Each | 3.0 | Screw M4X8_GB79 |  |  | CCX
2403 | 7 | 2 |  | CTAComponent | 5441363 | 1 | Release | Each | 1.0 | Foot step left support pin |  |  | CCX
2404 | 7 | 1 |  | CTAComponent | 5458718 | 1 | Release | Each | 1.0 | Left bracket frame |  |  | CCX
2405 | 7 | 3 |  | CTAComponent | 5453111 | 1 | Release | Each | 1.0 | Foot step guide pin |  |  | CCX
2406 | 6 | 4 |  | CTAAssembly | 5461026 | 1 | Release | Each | 1.0 | Foot step right support bracket |  |  | CCX
2407 | 7 | 1 |  | CTAAssembly | 5443777 | 1 | Release | Each | 1.0 | Foot step locking assembly |  |  | CCX
2408 | 8 | 2 |  | CTAComponent | 5457211 | 1 | Release | Each | 1.0 | Foot step locking assembly frame |  |  | CCX
2409 | 8 | 3 |  | CTAComponent | 5439752 | 1 | Release | Each | 1.0 | Foot step locking assembly fixing shaft |  |  | CCX
2410 | 8 | 1 |  | CTAComponent | 5462494 | 1 | Release | Each | 1.0 | Foot step locking handle |  |  | CCX
2411 | 8 | 7 |  | CTAComponent | 3001-M6C-27 | 3 | Release | Each | 2.0 | Hexagon Thin Nut, ISO4035, M6-1.0, Grade 04 Steel, Zinc Plated, RoHS Fastener | 20589-10948-03713 24140-M6/-/HLST-/TC1D/DIN439B 11060-M6CNFJSTZ6/439B 24140-M6/-/HLST-/TC1/DIN439B A0996-BN124 M6 CR6+FREE | FASTENAL COMPANY TR FORMAC DIV OF TR FASTENINGS ANIXTER TR FORMAC DIV OF TR FASTENINGS BOSSARD | STM
2412 | 8 | 6 |  | CTAComponent | 2000-M6-02 | 3 | Release | Each | 1.0 | Flat Washer, ISO7089, M6, Steel 140HV, Zinc Plated, RoHS Fastener | 20589-10948-03441 A0996-BN715 M6 CR6 Free 11060-M6NWSFSTZ6/125A 24140-M6/-/PWSTWA/TC1 | FASTENAL COMPANY BOSSARD ANIXTER TR FORMAC DIV OF TR FASTENINGS | STM
2413 | 8 | 4 |  | CTAComponent | 5491729 | 1 | Release | Each | 2.0 | Disk spring 11.8x6.2 |  |  | CCX
2414 | 8 | 5 |  | CTAComponent | 5496470 | 1 | Release | Each | 1.0 | screw M3x8_GB79 |  |  | CCX
2415 | 7 | 3 |  | CTAComponent | 5453111 | 1 | Release | Each | 1.0 | Foot step guide pin |  |  | CCX
2416 | 7 | 5 |  | CTAComponent | 5456434 | 1 | Release | Each | 1.0 | Foot step locking assembly cover |  |  | CCX
2417 | 7 | 4 |  | CTAComponent | 5460253 | 1 | Release | Each | 1.0 | Foot step right support pin |  |  | CCX
2418 | 7 | 2 |  | CTAComponent | 5436901 | 1 | Release | Each | 1.0 | Foot step right support bracket |  |  | CCX
2419 | 7 | 7 |  | CTAComponent | 5496469 | 1 | Release | Each | 3.0 | Screw M4X8_GB79 |  |  | CCX
2420 | 7 | 9 |  | CTAComponent | 2000-M4-02 | 6 | Release | Each | 4.0 | Flat Washer, ISO7089, M4, Steel 140HV, Zinc Plated, RoHS Fastener | A0996-BN715 M4 CR6 Free 10487-2000-M4-02 11060-M4NWSFSTZ6/125A 20589-10948-03439 24140-M4/-/PWSTWA/TC1/ISO7089 | BOSSARD OHTA ANIXTER FASTENAL COMPANY TR FORMAC DIV OF TR FASTENINGS | STM
2421 | 7 | 10 |  | CTAComponent | C2106-M4-02 | 3 | Release | Each | 2.0 | Spring Lock Washer, M4, Zinc plated, Rohs Fastener | 24140-C2106-M4-02 | TR FORMAC DIV OF TR FASTENINGS | HLE
2422 | 7 | 6 |  | CTAComponent | 1000-M4C016-04 | 4 | Release | Each | 2.0 | Hexagon Socket Head Cap Screw, M4-0.7, X16mm Long, Grade 8.8 Steel, Zinc Plated, RoHS Fastener | 20589-10948-03233 24140-M4/16/SOHTCS/TC1D/DIN912 10487-1000-M4C016-04 11060-M4C16KCSC9Z6/912 A0996-BN 4 M4 x 16mm CR6+FREE | FASTENAL COMPANY TR FORMAC DIV OF TR FASTENINGS OHTA ANIXTER BOSSARD | STM
2423 | 7 | 8 |  | CTAComponent | 1010-M3C008-14 | 1 | Release | Each | 2.0 | Phillips Flat Head Screw, ISO 7046, M3-0.5, X8mm Long, Grade 4.8 Steel, Zinc Plated, RoHS Fastener | 20589-10948-03502 11060-M3C8MXFSTZ6/965A | FASTENAL COMPANY ANIXTER | STM
2424 | 6 | 6 |  | CTAComponent | 2000-M5-02 | 3 | Release | Each | 6.0 | Flat Washer, ISO7089, M5, Steel 140HV, Zinc Plated, RoHS Fastener | 11060-M5NWSFSTZ6/125A A0996-BN715 M5 CR6 Free 24140-M5/-/PWSTWA/TC1 20589-10948-03440 | ANIXTER BOSSARD TR FORMAC DIV OF TR FASTENINGS FASTENAL COMPANY | STM
2425 | 6 | 7 |  | CTAComponent | 2106-M5-14 | 1 | Release | Each | 6.0 | Spring Lock Washer with Flat Ends JIS B1251, M5, Spring Stainless Steel, Rohs Fastener | 24140-2106-M5-14 | TR FORMAC DIV OF TR FASTENINGS | STM
2426 | 5 | 2 |  | CTAAssembly | 5445185 | 4 | Release | Each | 1.0 | Left shoulder pad assembly |  |  | CCX
2427 | 6 | 1 |  | CTAComponent | 5440513 | 1 | Release | Each | 1.0 | Shoulder fix main frame |  |  | CCX
2428 | 6 | 6 |  | CTAComponent | 5438186 | 1 | Release | Each | 1.0 | Knob support tray base |  |  | CCX
2429 | 6 | 9 |  | CTAComponent | 5450657 | 1 | Release | Each | 1.0 | M4x10_GB973 |  |  | CCX
2430 | 6 | 8 |  | CTAComponent | 5449400 | 1 | Release | Each | 1.0 | Shoulder pad adjusting knob |  |  | CCX
2431 | 6 | 3 |  | CTAComponent | 5444569 | 1 | Release | Each | 1.0 | Shoulder fix knob assembly |  |  | CCX
2432 | 6 | 7 |  | CTAComponent | 5442184 | 1 | Release | Each | 1.0 | Knob PU support tray |  |  | CCX
2433 | 6 | 10 |  | CTAComponent | 5457979 | 1 | Release | Each | 1.0 | Shoulder pad adjusting thimble |  |  | HLE
2434 | 6 | 4 |  | CTAComponent | 5473622 | 1 | Release | Each | 1.0 | Left shoulder pad fix plate |  |  | CCX
2435 | 6 | 5 |  | CTAComponent | 5454762 | 1 | Release | Each | 1.0 | Left shoulder pad |  |  | CCX
2436 | 6 | 2 |  | CTAComponent | 5452280 | 1 | Release | Each | 1.0 | Shoulder adjustinging frame |  |  | CCX
2437 | 6 | 14 |  | CTAComponent | 1000-M4C014-04 | 1 | Release | Each | 2.0 | Hexagon Socket Head Cap Screw, M4-0.7, X14mm Long, Grade 8.8 Steel, Zinc Plated, RoHS Fastener | 11060-M4C14KCSC9Z6/912 A0996-BN 4 M10 x 14mm CR6+FREE 24140-M4/14/SOHTCS/TC1D/ISO4762 | ANIXTER BOSSARD TR FORMAC DIV OF TR FASTENINGS | STM
2438 | 6 | 15 |  | CTAComponent | 1000-M5C016-04 | 5 | Release | Each | 1.0 | Hexagon Socket Head Cap Screw, M5-0.8, X16mm Long, Grade 8.8 Steel, Zinc Plated, RoHS Fastener | 11060-M5C16KCSC9Z6/912 24140-M5/16/SOHTCS/TC1D/DIN912 10487-1000-M5C016-04 20589-ZS2540016ZP0000 A0996-BN 4 M5 x 16mm CR6+FREE | ANIXTER TR FORMAC DIV OF TR FASTENINGS OHTA FASTENAL COMPANY BOSSARD | STM
2439 | 6 | 12 |  | CTAComponent | 5491728 | 1 | Release | Each | 4.0 | POM wearable thimble |  |  | CCX
2440 | 6 | 13 |  | CTAComponent | 1000-M4C010-04 | 5 | Release | Each | 2.0 | Hexagon Socket Head Cap Screw, ISO 4762, M4-0.7, X10mm Long, Grade 8.8 Steel, Zinc Plated, RoHS Fastener | 11060-M4C10KCSC9Z6/912 10487-1000-M4C010-04 20589-10948-03231 24140-M4/10/SOHTCS/TC1D/DIN912 A0996-BN 4 M4 X 10mm CR6+FREE | ANIXTER OHTA FASTENAL COMPANY TR FORMAC DIV OF TR FASTENINGS BOSSARD | STM
2441 | 6 | 11 |  | CTAComponent | 5473623 | 1 | Release | Each | 1.0 | left shoulder rear cover |  |  | CCX
2442 | 6 | 19 |  | CTAComponent | 2106-M5-14 | 1 | Release | Each | 1.0 | Spring Lock Washer with Flat Ends JIS B1251, M5, Spring Stainless Steel, Rohs Fastener | 24140-2106-M5-14 | TR FORMAC DIV OF TR FASTENINGS | STM
2443 | 6 | 18 |  | CTAComponent | 2000-M5-02 | 3 | Release | Each | 1.0 | Flat Washer, ISO7089, M5, Steel 140HV, Zinc Plated, RoHS Fastener | 11060-M5NWSFSTZ6/125A A0996-BN715 M5 CR6 Free 24140-M5/-/PWSTWA/TC1 20589-10948-03440 | ANIXTER BOSSARD TR FORMAC DIV OF TR FASTENINGS FASTENAL COMPANY | STM
2444 | 6 | 17 |  | CTAComponent | 1010-M4C008-14 | 1 | Release | Each | 6.0 | Phillips Flat Head Screw, ISO 7046, M4-0.7, X8mm Long, Grade 4.8 Steel, Zinc Plated, RoHS Fastener | 20589-10948-03507 11060-M4C8MXFSTZ6/965A | FASTENAL COMPANY ANIXTER | STM
2445 | 6 | 16 |  | CTAComponent | 1043-M4C006-37 | 1 | Release | Each | 1.0 | Hexagon Socket Set Screws with Dog Point, ISO 4028, M4-0.7, X6mm Long, A2-21H Stainless Steel, Passivate, RoHS Fastener | A0996-BN619 M4 x 6mm CR6+FREE 11060-M4C6KKDSJ/915 24140-M4/6/HSA2DP/SF/GB79 | BOSSARD ANIXTER TR FORMAC DIV OF TR FASTENINGS | STM
2446 | 4 | 4 |  | CTACircuitBoard | 5440559 | 4 | Release | Each | 1.0 | PT800+ Xray Board PWA |  |  | HLE
2447 | 5 |  | J11,J332,J342 | CTAOOC | 46-221703P17 | 2 | Not Recommended | Each | 3.0 | 025 POS 50 CONT .100 SPACING STRAIGHT W/LONG LATCHES 4-WALL AMP PART IS RESTRICTED DUE TO THE FA CT THAT IT REQUIRES A .250 LONG SCRE W TO RETAIN IT. | 00266 3433-6303 00266 3433-6603 02973 IDH-50PK1-S4-TG30 | 3M (MINNESOTA MINING MFG) 3M (MINNESOTA MINING MFG) ROBINSON NUGENT INC | STA
2448 | 5 |  | VR4 | CTAOOC | 46-312356P2 | 2 | Restricted | Each | 1.0 | VOLTAGE REFERENCE 5 VOLTS .05 PERCENT 5 PP SO8 | 01649-AD586LRZ | ANALOG DEVICES, INC. | STE
2449 | 5 |  | R19,R27,R28,R33 | CTAOOC | 46-312792P5 | 5 | Standard | Each | 4.0 | RESISTOR 49.9 OHMS 1 % .125 WATTS 100 PPM/DEGREE C 100V 0805 PACKAGE L .079 W .050 T .018 | 00006-WCR0805LF49R9F 11623-NRC10F49R9TRF 05498-MC080549R9FTW 18981-CRCW080549R9FKE 06725-RK73H2ATTD49R9F | IRC NIC COMPONENTS CORPORATION RCD COMPONENTS INC. VISHAY KOA | STE
2450 | 5 |  | R29-R32,R68-R71,R76-R79,R82-R85,R90-R93 | CTAOOC | 46-312792P7 | 4 | Standard | Each | 20.0 | RESISTOR 10k OHMS 1 PERCENT .125 WATTS SURFACE MOUNTING 0805 PACKAGE 100 PPM/DEGREE C 100V L .079 W .050 T .018 | 11623-NRC10F1002TRF 05498-MC08051002FTW 18981-CRCW080510K0FKE 00006-WCR0805LF1002F 06725-RK73H2ATTD1002F | NIC COMPONENTS CORPORATION RCD COMPONENTS INC. VISHAY IRC KOA | STE
2451 | 5 |  | R44,R47,R53,R59 | CTAOOC | 46-312792P1 | 6 | Standard | Each | 4.0 | RESISTOR 0 OHM 1PERCENT 125MW 0805 JUMPER SURFACE MOUNTING 0 OHM L .079 W .050 T .018 | 18981-CRCW08050000Z0E 06725-RK73Z2AT 05498-ZC0805TW | VISHAY KOA RCD COMPONENTS INC. | STE
2452 | 5 |  | TP0-TP3 | CTAOOC | 46-301752P5 | 3 | Standard | Each | 4.0 | CONNECTOR 1 CONTACTS SURFACE MOUNT PRINTED CIRCUIT TEST POINTS | 04947 5016 ZZC70-TP-107-02-1-T | KEYSTONE ELECTRONICS CORP COMPONENTS CORPORATION | STE
2453 | 5 |  | J1 | CTAOOC | 46-296085P3 | 1 | Restricted | Each | 1.0 | CONNECTOR 4 CONTACTS FOR GOLD PLATED CONTACTS SEE 46-2218 60P3. | 18996-641968-1 | TE CONNECTIVITY | STE
2454 | 5 |  | D1-D12 | CTAOOC | 46-315841P2 | 1 | Standard | Each | 12.0 | SEMICONDUCTOR:DIODE 75 VOLTS 200m AM HIGH CONDUCTANCE LOW LEAKAGE SOT-23 | 18846-BAS116LT1G | ON SEMICONDUCTOR | STE
2455 | 5 |  | R11,R12,R37,R38 | CTAOOC | 46-312792P117 | 5 | Standard | Each | 4.0 | RESISTOR 3.16k OHMS 1 % .125 WATTS | 11962-RC0805FR-073K16L 00006-WCR0805LF3161F 05498-MC08053161FTW 18981-CRCW08053K16FKE 06725-RK73H2ATTD3161F 02254-MCR10EZPF3161 | YAGEO IRC RCD COMPONENTS INC. VISHAY KOA ROHM | STE
2456 | 5 |  | R13-R16 | CTAOOC | 46-312792P24 | 3 | Standard | Each | 4.0 | RESISTOR 20k OHMS 1 PERCENT .125 WATTS | 06725-RK73H2ATTD2002F 05498-MC08052002FTW 18981-CRCW080520K0FKE 00006-WCR0805LF2002F | KOA RCD COMPONENTS INC. VISHAY IRC | STE
2457 | 5 |  | R17,R18,R20,R21 | CTAOOC | 46-312792P62 | 4 | Standard | Each | 4.0 | RESISTOR 2M OHMS 1 % .125 WATTS 100 VOLT 100 PPM TC 0805 PACKAGE | 00006-WCR0805LF2004F 18981-CRCW08052M00FKE 11623-NRC10F2004TRF 05498-MC08052004FT101W 02254-MCR10EZPF2004 | IRC VISHAY NIC COMPONENTS CORPORATION RCD COMPONENTS INC. ROHM | STE
2458 | 5 |  | R3-R10 | CTAOOC | 46-312792P81 | 6 | Standard | Each | 8.0 | RESISTOR 100 OHMS 1 PERCENT .125 WATTS 100 VOLT 100 PPM TC 0805 PACKAGE | 18981-CRCW0805100RFKE 11962-RC0805FR-07100RL 00006-WCR0805LF1000F 05498-MC08051000FTW 06725-RK73H2ATTD1000F 02254-MCR10EZPF1000 | VISHAY YAGEO IRC RCD COMPONENTS INC. KOA ROHM | STE
2459 | 5 |  | R51 | CTAOOC | 46-312792P113 | 4 | Standard | Each | 1.0 | RESISTOR 2.37k OHMS 1 PERCENT .1 WATTS 100 VOLT 100 PPM TC 0805 PACKAGE | 02254-MCR10EZPF2371 07092-ERJ-6ENF2371V 00006-WCR0805LF2371F 11962-RC0805FR-072K37L 05498-MC0805-2371-FTW 18981-CRCW08052K37FKE 06725-RK73H2ATTP2371F 10302-RMCF 1/10 2.37K 1% 10302-RMCF0805FT2K37 | ROHM PANASONIC IRC YAGEO RCD COMPONENTS INC. VISHAY KOA SEI SEI | STE
2460 | 5 |  | R22-R25 | CTAOOC | 46-312792P41 | 3 | Standard | Each | 4.0 | RESISTOR 1M OHMS 1 % .125 WATTS | 18981-CRCW08051M00FKE 06725-RK73H2ATTD1004F 00006-WCR0805LF1004F 05498-MC08051004FTW | VISHAY KOA IRC RCD COMPONENTS INC. | STE
2461 | 5 |  | R1,R2,R35,R36,R39-R42,R45,R46,R49,R50,R60-R64,R80,R88 | CTAOOC | 46-312792P13 | 4 | Standard | Each | 19.0 | RESISTOR 1k OHMS 1 PERCENT .125 WATTS 0805 CASE SIZE | 11623-NRC10F1001TRF 05498-MC08051001FTW 18981-CRCW08051K00FKE 06725-RK73H2ATTD1001F 00006-WCR0805LF1001F | NIC COMPONENTS CORPORATION RCD COMPONENTS INC. VISHAY KOA IRC | STE
2462 | 5 |  | R48,R55,R67,R72-R74,R86,R87 | CTAOOC | 46-312792P11 | 4 | Standard | Each | 8.0 | RESISTOR 2k OHMS 1 % .125 WATTS 100V 100PPM/C | 18981-CRCW08052K00FKE 11623-NRC10F2001TRF 00006-WCR0805LF2001F 06725-RK73H2ATTD2001F 05498-MC08052001FTW | VISHAY NIC COMPONENTS CORPORATION IRC KOA RCD COMPONENTS INC. | STE
2463 | 5 |  | U1,U8 | CTAOOC | 2154024 | 2 | Standard | Each | 2.0 | INT RECEIV 26C32 SO16 .15 SMD | 00495-AM26C32IDE4 00036-DS26C32ATM NOPB 00495-DS26C32ATM NOPB | TEXAS INSTRUMENTS NATIONAL SEMICONDUCTOR TEXAS INSTRUMENTS | STE
2464 | 5 |  | AR1-AR5 | CTAOOC | 2110206-2 | 1 | Standard | Each | 5.0 | AMPLIFIER OP AMP LM324 QUAD AMPLIFIER_NEW QUAD LOW POWER DIFFERENTIAL INPUT OPERATIONAL AMPLIFIER LM324A 14-PIN DIP | 18846-LM324ADG | ON SEMICONDUCTOR | STE
2465 | 5 |  | U3 | CTAOOC | 2138960-2 | 1 | Restricted | Each | 1.0 | ANALOG SWITCH AND MUX ANALOG MUX 4-CHANNEL DIFFERENTIAL BREAK-BEFORE- MAKE ANALOG MUX SOP16 THIS PART HAS A SETTLING ACCURACY OF LESS THEN 10PPM AT 18 USEC USE 2138960 FOR STANDARD PART | 18981-DG409DY-E3 | VISHAY | STE
2466 | 5 |  | U4-U7,U9-U12 | CTAOOC | 2154023 | 2 | Standard | Each | 8.0 | INT DRIVER LIGN 26C31 SO16 .15 SMD | 00036-DS26C31TM NOPB 00495-AM26C31IDE4 00495-DS26C31TM NOPB | NATIONAL SEMICONDUCTOR TEXAS INSTRUMENTS TEXAS INSTRUMENTS | STE
2467 | 5 |  | U15 | CTAOOC | 2105421 | 1 | Restricted | Each | 1.0 | AMPLIFIER 2 EACH 2 PPM-DEG C 5.2 VOL SINGLE SUPPLY, RAIL TO RAIL LOW POWERFET-INPUT OP AMP | 01649-AD822BRZ | ANALOG DEVICES, INC. | STE
2468 | 5 |  | U2,U13 | CTAOOC | 2103629 | 2 | Standard | Each | 2.0 | ANALOG SWITCH AND MUX ANALOG MUX | 18981-DG408DY-E3 | VISHAY | STE
2469 | 5 |  | DS1,DS2 | CTAOOC | 2279219-2 | 1 | Standard | Each | 2.0 | LED GREEN LTST-C190G 0603 SMD | 18802 AP1608SGC 00941 HSMG-C190 11520 LTST-C190GKT 09050 PG1111C | KINGBRIGHT AVAGO TECHNOLOGIES LITE-ON STANLEY ELECTRIC CO LTD | STE
2470 | 5 |  | C1,C26,C27 | CTAOOC | 2378169 | 3 | Standard | Each | 3.0 | U6214CS CAPACITOR FIXED 100U FARADS | 07092-EEEHA1V101XP 06533-UWZ1V101MCL1GS 10220-EMVE350ADA101MF80G | PANASONIC NICHICON CORPORATION CHEMI-CON | STE
2471 | 5 |  | C2-C13,C18-C25 | CTAOOC | 2187107-6 | 3 | Not Recommended | Each | 20.0 | CAPACITOR FIXED .1u FARADS 50 VOLTS | 08390 C0805C104K5RAC 07945-CL21B104KBCNNNC | KEMET SAMSUNG | STE
2472 | 5 |  | C30,C32-C37,C40-C47 | CTAOOC | 2235239-6 | 2 | Standard | Each | 15.0 | CAPACITOR X7R 100NF 10% 16V 0603 | 08390 C0603C104K4RAC 18981-VJ0603Y104KXJ 11962-CC0603KRX7R7BB104 19214-0603YC104KAT | KEMET VISHAY YAGEO AVX/KYOCERA | STE
2473 | 5 |  | C28,C29,C38,C39 | CTAOOC | 2235239-22 | 2 | Standard | Each | 4.0 | CAPACITOR 1U, 10 PERCENT, 16V, CERAMIC, X7R, 0603 | 03041-C1608X7R1C105K 19214-0603YC105KAT2A 08390-C0603C105K4RAC 02862-GRM188R71C105KA12 03041-C1608X7R1C105K080AC | TDK AVX/KYOCERA KEMET MURATA TDK | STE
2474 | 5 |  | J82 | CTAOOC | 2256875-9 | 1 | Not Recommended | Each | 1.0 | CONNEC 4.2-5566 2X6C STR PLU-TIN+PEG. WARNING: Unknown Whisker Risk | 01525 39-29-9122 18996-1-794307-1 | MOLEX TE CONNECTIVITY | STE
2475 | 5 |  | C31 | CTAOOC | 2183937-10 | 3 | Standard | Each | 1.0 | CAPA TANT 10UF 10% 25V 6032 | 08390-T491C106K025AT 08390-B45196H5106K30 18981-293D106X9025C2TE3 19214-TAJC106K025RNJ | KEMET KEMET VISHAY AVX/KYOCERA | STE
2476 | 5 |  | C14-C17 | CTAOOC | 2187107-3 | 1 | Standard | Each | 4.0 | CAPACITOR FIXED .01u FARADS 50 VOLTS | 08390 C0805C103K5RAC 19214-08055C103KAT | KEMET AVX/KYOCERA | STE
2477 | 5 |  | R56-R58,VR9-VR11 | CTAOOC | 2182276-6 | 1 | Not Recommended | Each | 6.0 | RESISTOR 5k OHMS 10 PERCENT 400m WATTS. WARNING: Unknown Whisker Risk | 00078-3362P-1-502LF 01667-25PR5KLF 18981-T73YE502K | BOURNS BI TECHNOLOGIES VISHAY | STE
2478 | 5 |  | PWB | CTACircuitBoard | 5453164 | 1 | Release | Each | 1.0 | PT800+ XRAY board PWB |  |  | HLE
2479 | 6 |  | J1 | CTAOOC | 46-296085P3 | 1 | Restricted | Each | 1.0 | CONNECTOR 4 CONTACTS FOR GOLD PLATED CONTACTS SEE 46-2218 60P3. | 18996-641968-1 | TE CONNECTIVITY | STE
2480 | 6 |  | VR4 | CTAOOC | 46-312356P2 | 2 | Restricted | Each | 1.0 | VOLTAGE REFERENCE 5 VOLTS .05 PERCENT 5 PP SO8 | 01649-AD586LRZ | ANALOG DEVICES, INC. | STE
2481 | 6 |  | TP0-TP3 | CTAOOC | 46-301752P5 | 3 | Standard | Each | 4.0 | CONNECTOR 1 CONTACTS SURFACE MOUNT PRINTED CIRCUIT TEST POINTS | 04947 5016 ZZC70-TP-107-02-1-T | KEYSTONE ELECTRONICS CORP COMPONENTS CORPORATION | STE
2482 | 6 |  | J11,J332,J342 | CTAOOC | 46-221703P17 | 2 | Not Recommended | Each | 3.0 | 025 POS 50 CONT .100 SPACING STRAIGHT W/LONG LATCHES 4-WALL AMP PART IS RESTRICTED DUE TO THE FA CT THAT IT REQUIRES A .250 LONG SCRE W TO RETAIN IT. | 00266 3433-6303 00266 3433-6603 02973 IDH-50PK1-S4-TG30 | 3M (MINNESOTA MINING MFG) 3M (MINNESOTA MINING MFG) ROBINSON NUGENT INC | STA
2483 | 6 |  | R47,R52,R59 | CTAOOC | 46-312792P1 | 6 | Standard | Each | 3.0 | RESISTOR 0 OHM 1PERCENT 125MW 0805 JUMPER SURFACE MOUNTING 0 OHM L .079 W .050 T .018 | 18981-CRCW08050000Z0E 06725-RK73Z2AT 05498-ZC0805TW | VISHAY KOA RCD COMPONENTS INC. | STE
2484 | 6 |  | R1,R2,R35,R36,R41,R42,R45,R46,R49,R50,R60-R64 | CTAOOC | 46-312792P13 | 4 | Standard | Each | 15.0 | RESISTOR 1k OHMS 1 PERCENT .125 WATTS 0805 CASE SIZE | 11623-NRC10F1001TRF 05498-MC08051001FTW 18981-CRCW08051K00FKE 06725-RK73H2ATTD1001F 00006-WCR0805LF1001F | NIC COMPONENTS CORPORATION RCD COMPONENTS INC. VISHAY KOA IRC | STE
2485 | 6 |  | R13-R16 | CTAOOC | 46-312792P24 | 3 | Standard | Each | 4.0 | RESISTOR 20k OHMS 1 PERCENT .125 WATTS | 06725-RK73H2ATTD2002F 05498-MC08052002FTW 18981-CRCW080520K0FKE 00006-WCR0805LF2002F | KOA RCD COMPONENTS INC. VISHAY IRC | STE
2486 | 6 |  | R29-R32 | CTAOOC | 46-312792P7 | 4 | Standard | Each | 4.0 | RESISTOR 10k OHMS 1 PERCENT .125 WATTS SURFACE MOUNTING 0805 PACKAGE 100 PPM/DEGREE C 100V L .079 W .050 T .018 | 11623-NRC10F1002TRF 05498-MC08051002FTW 18981-CRCW080510K0FKE 00006-WCR0805LF1002F 06725-RK73H2ATTD1002F | NIC COMPONENTS CORPORATION RCD COMPONENTS INC. VISHAY IRC KOA | STE
2487 | 6 |  | R19,R27,R28,R33 | CTAOOC | 46-312792P5 | 5 | Standard | Each | 4.0 | RESISTOR 49.9 OHMS 1 % .125 WATTS 100 PPM/DEGREE C 100V 0805 PACKAGE L .079 W .050 T .018 | 00006-WCR0805LF49R9F 11623-NRC10F49R9TRF 05498-MC080549R9FTW 18981-CRCW080549R9FKE 06725-RK73H2ATTD49R9F | IRC NIC COMPONENTS CORPORATION RCD COMPONENTS INC. VISHAY KOA | STE
2488 | 6 |  | R17,R18,R20,R21 | CTAOOC | 46-312792P62 | 4 | Standard | Each | 4.0 | RESISTOR 2M OHMS 1 % .125 WATTS 100 VOLT 100 PPM TC 0805 PACKAGE | 00006-WCR0805LF2004F 18981-CRCW08052M00FKE 11623-NRC10F2004TRF 05498-MC08052004FT101W 02254-MCR10EZPF2004 | IRC VISHAY NIC COMPONENTS CORPORATION RCD COMPONENTS INC. ROHM | STE
2489 | 6 |  | R3-R10 | CTAOOC | 46-312792P81 | 6 | Standard | Each | 8.0 | RESISTOR 100 OHMS 1 PERCENT .125 WATTS 100 VOLT 100 PPM TC 0805 PACKAGE | 18981-CRCW0805100RFKE 11962-RC0805FR-07100RL 00006-WCR0805LF1000F 05498-MC08051000FTW 06725-RK73H2ATTD1000F 02254-MCR10EZPF1000 | VISHAY YAGEO IRC RCD COMPONENTS INC. KOA ROHM | STE
2490 | 6 |  | R22-R25 | CTAOOC | 46-312792P41 | 3 | Standard | Each | 4.0 | RESISTOR 1M OHMS 1 % .125 WATTS | 18981-CRCW08051M00FKE 06725-RK73H2ATTD1004F 00006-WCR0805LF1004F 05498-MC08051004FTW | VISHAY KOA IRC RCD COMPONENTS INC. | STE
2491 | 6 |  | R11,R12,R37-R40,R43,R44,R53,R54,R65,R66 | CTAOOC | 46-312792P117 | 5 | Standard | Each | 12.0 | RESISTOR 3.16k OHMS 1 % .125 WATTS | 11962-RC0805FR-073K16L 00006-WCR0805LF3161F 05498-MC08053161FTW 18981-CRCW08053K16FKE 06725-RK73H2ATTD3161F 02254-MCR10EZPF3161 | YAGEO IRC RCD COMPONENTS INC. VISHAY KOA ROHM | STE
2492 | 6 |  | U2,U13 | CTAOOC | 2103629 | 2 | Standard | Each | 2.0 | ANALOG SWITCH AND MUX ANALOG MUX | 18981-DG408DY-E3 | VISHAY | STE
2493 | 6 |  | D1-D12 | CTAOOC | 46-315841P2 | 1 | Standard | Each | 12.0 | SEMICONDUCTOR:DIODE 75 VOLTS 200m AM HIGH CONDUCTANCE LOW LEAKAGE SOT-23 | 18846-BAS116LT1G | ON SEMICONDUCTOR | STE
2494 | 6 |  | R51 | CTAOOC | 46-312792P113 | 4 | Standard | Each | 1.0 | RESISTOR 2.37k OHMS 1 PERCENT .1 WATTS 100 VOLT 100 PPM TC 0805 PACKAGE | 02254-MCR10EZPF2371 07092-ERJ-6ENF2371V 00006-WCR0805LF2371F 11962-RC0805FR-072K37L 05498-MC0805-2371-FTW 18981-CRCW08052K37FKE 06725-RK73H2ATTP2371F 10302-RMCF 1/10 2.37K 1% 10302-RMCF0805FT2K37 | ROHM PANASONIC IRC YAGEO RCD COMPONENTS INC. VISHAY KOA SEI SEI | STE
2495 | 6 |  | U3 | CTAOOC | 2138960-2 | 1 | Restricted | Each | 1.0 | ANALOG SWITCH AND MUX ANALOG MUX 4-CHANNEL DIFFERENTIAL BREAK-BEFORE- MAKE ANALOG MUX SOP16 THIS PART HAS A SETTLING ACCURACY OF LESS THEN 10PPM AT 18 USEC USE 2138960 FOR STANDARD PART | 18981-DG409DY-E3 | VISHAY | STE
2496 | 6 |  | U4-U7,U9-U12 | CTAOOC | 2154023 | 2 | Standard | Each | 8.0 | INT DRIVER LIGN 26C31 SO16 .15 SMD | 00036-DS26C31TM NOPB 00495-AM26C31IDE4 00495-DS26C31TM NOPB | NATIONAL SEMICONDUCTOR TEXAS INSTRUMENTS TEXAS INSTRUMENTS | STE
2497 | 6 |  | AR1 | CTAOOC | 2110206-2 | 1 | Standard | Each | 1.0 | AMPLIFIER OP AMP LM324 QUAD AMPLIFIER_NEW QUAD LOW POWER DIFFERENTIAL INPUT OPERATIONAL AMPLIFIER LM324A 14-PIN DIP | 18846-LM324ADG | ON SEMICONDUCTOR | STE
2498 | 6 |  | U15 | CTAOOC | 2105421 | 1 | Restricted | Each | 1.0 | AMPLIFIER 2 EACH 2 PPM-DEG C 5.2 VOL SINGLE SUPPLY, RAIL TO RAIL LOW POWERFET-INPUT OP AMP | 01649-AD822BRZ | ANALOG DEVICES, INC. | STE
2499 | 6 |  | R56-R58,VR9-VR11 | CTAOOC | 2182276-6 | 1 | Not Recommended | Each | 6.0 | RESISTOR 5k OHMS 10 PERCENT 400m WATTS. WARNING: Unknown Whisker Risk | 00078-3362P-1-502LF 01667-25PR5KLF 18981-T73YE502K | BOURNS BI TECHNOLOGIES VISHAY | STE
2500 | 6 |  | VR1-VR3,VR5-VR7 | CTAOOC | 2182276-4 | 1 | Not Recommended | Each | 6.0 | RESISTOR 1k OHMS 10 PERCENT 400m WATTS. WARNING: Unknown Whisker Risk | 01667-25PR1KLF 18981-T73YE102K 00078-3362P-1-102LF | BI TECHNOLOGIES VISHAY BOURNS | STE
2501 | 6 |  | U1,U8 | CTAOOC | 2154024 | 2 | Standard | Each | 2.0 | INT RECEIV 26C32 SO16 .15 SMD | 00495-AM26C32IDE4 00036-DS26C32ATM NOPB 00495-DS26C32ATM NOPB | TEXAS INSTRUMENTS NATIONAL SEMICONDUCTOR TEXAS INSTRUMENTS | STE
2502 | 6 |  | C14-C17 | CTAOOC | 2187107-3 | 1 | Standard | Each | 4.0 | CAPACITOR FIXED .01u FARADS 50 VOLTS | 08390 C0805C103K5RAC 19214-08055C103KAT | KEMET AVX/KYOCERA | STE
2503 | 6 |  | C2-C13,C18-C25 | CTAOOC | 2187107-6 | 3 | Not Recommended | Each | 20.0 | CAPACITOR FIXED .1u FARADS 50 VOLTS | 08390 C0805C104K5RAC 07945-CL21B104KBCNNNC | KEMET SAMSUNG | STE
2504 | 6 |  | C31 | CTAOOC | 2183937-10 | 3 | Standard | Each | 1.0 | CAPA TANT 10UF 10% 25V 6032 | 08390-T491C106K025AT 08390-B45196H5106K30 18981-293D106X9025C2TE3 19214-TAJC106K025RNJ | KEMET KEMET VISHAY AVX/KYOCERA | STE
2505 | 6 |  | C28,C29 | CTAOOC | 2235239-22 | 2 | Standard | Each | 2.0 | CAPACITOR 1U, 10 PERCENT, 16V, CERAMIC, X7R, 0603 | 03041-C1608X7R1C105K 19214-0603YC105KAT2A 08390-C0603C105K4RAC 02862-GRM188R71C105KA12 03041-C1608X7R1C105K080AC | TDK AVX/KYOCERA KEMET MURATA TDK | STE
2506 | 6 |  | J82 | CTAOOC | 2256875-9 | 1 | Not Recommended | Each | 1.0 | CONNEC 4.2-5566 2X6C STR PLU-TIN+PEG. WARNING: Unknown Whisker Risk | 01525 39-29-9122 18996-1-794307-1 | MOLEX TE CONNECTIVITY | STE
2507 | 6 |  | C30 | CTAOOC | 2235239-6 | 2 | Standard | Each | 1.0 | CAPACITOR X7R 100NF 10% 16V 0603 | 08390 C0603C104K4RAC 18981-VJ0603Y104KXJ 11962-CC0603KRX7R7BB104 19214-0603YC104KAT | KEMET VISHAY YAGEO AVX/KYOCERA | STE
2508 | 6 |  | C1,C26,C27 | CTAOOC | 2378169 | 3 | Standard | Each | 3.0 | U6214CS CAPACITOR FIXED 100U FARADS | 07092-EEEHA1V101XP 06533-UWZ1V101MCL1GS 10220-EMVE350ADA101MF80G | PANASONIC NICHICON CORPORATION CHEMI-CON | STE
2509 | 6 |  | R26,R34 | CTAOOC | 2338941-17 | 3 | Restricted | Each | 2.0 | RESISTOR 15.8k OHMS .1 Percent 100m WATTS 0805 SMT CHIP 15 PPM DEG C | 05498-BLU0805-1582-BT10W 00006-PCF-W0805LF-12-1582-B 18981-TNPW080515K8BXE 06725-RN732ATTD1582B10 | RCD COMPONENTS INC. IRC VISHAY KOA | STE
2510 | 6 |  | DS1,DS2 | CTAOOC | 2279219-2 | 1 | Standard | Each | 2.0 | LED GREEN LTST-C190G 0603 SMD | 18802 AP1608SGC 00941 HSMG-C190 11520 LTST-C190GKT 09050 PG1111C | KINGBRIGHT AVAGO TECHNOLOGIES LITE-ON STANLEY ELECTRIC CO LTD | STE
2511 | 6 |  | Q2,Q4 | CTAOOC | 5118750 | 3 | Standard | Each | 2.0 | TRANSISTOR PNP MJD32C DPAK 100V 3A 15W | 00124-MJD32CT4 07643-MJD32CTF | ST MICROELECTRONICS FAIRCHILD | STE
2512 | 6 |  | Q1,Q3 | CTAOOC | 5118749 | 3 | Standard | Each | 2.0 | TRANSISTOR NPN MJD31C DPAK 100V 3A 15W | 00124-MJD31C 07643-MJD31CTF | ST MICROELECTRONICS FAIRCHILD | STE
2513 | 6 |  | CR1-CR10 | CTAOOC | 2408243-2 | 1 | Restricted | Each | 10.0 | DIODE, TVS, BIDIRECTIONAL, 350W PEAK, 13.3V VZ, 11A PEAK, GBLC12C, SOD323 PACKAGE | 10289-GBLC12C-LF | PROTEK DEVICES | STE
2514 | 6 |  | U14 | CTAOOC | 5138662 | 2 | Standard | Each | 1.0 | CONVERTER DAC, 12 BIT, 50KHZ, 2 PER PKG, 10-LEAD MINI SMALL OUTLINE MSOP RM-10 PACKAGE | 01649-AD5322BRMZ | ANALOG DEVICES | STE
2515 | 5 |  | Q2,Q4 | CTAOOC | 5118750 | 3 | Standard | Each | 2.0 | TRANSISTOR PNP MJD32C DPAK 100V 3A 15W | 00124-MJD32CT4 07643-MJD32CTF | ST MICROELECTRONICS FAIRCHILD | STE
2516 | 5 |  | U14 | CTAOOC | 5138662 | 2 | Standard | Each | 1.0 | CONVERTER DAC, 12 BIT, 50KHZ, 2 PER PKG, 10-LEAD MINI SMALL OUTLINE MSOP RM-10 PACKAGE | 01649-AD5322BRMZ | ANALOG DEVICES | STE
2517 | 5 |  | Q1,Q3 | CTAOOC | 5118749 | 3 | Standard | Each | 2.0 | TRANSISTOR NPN MJD31C DPAK 100V 3A 15W | 00124-MJD31C 07643-MJD31CTF | ST MICROELECTRONICS FAIRCHILD | STE
2518 | 5 |  | CR1-CR10 | CTAOOC | 2408243-2 | 1 | Restricted | Each | 10.0 | DIODE, TVS, BIDIRECTIONAL, 350W PEAK, 13.3V VZ, 11A PEAK, GBLC12C, SOD323 PACKAGE | 10289-GBLC12C-LF | PROTEK DEVICES | STE
2519 | 4 | 1 |  | CTAAssembly | 5444849 | 12 | Release | Each | 1.0 | Positioning Table Assembly |  |  | CCX
2520 | 5 | 27 |  | CTAComponent | C1213-M4C008-14 | 1 | Release | Each | 13.0 | GB_T 9074.8，M4x8mm，Grade 4.8 Steel，Zinc finish，RoHS Fastener | 25114-M4/8/PPSTPS/TC1/GB9074.8 | TR FORMAC SHANGHAI PTE LTD | HLE
2521 | 5 | 21 |  | CTAComponent | 1000-M12C040-04 | 2 | Release | Each | 8.0 | Hexagon Socket Head Cap Screw, M12-1.75, X40mm Long, Grade 8.8 Steel, Zinc Plated, RoHS Fastener | 11060-M12C40KCSC9Z6/912 20589-10948-03249 10487-1000-M12C040-04 | ANIXTER FASTENAL COMPANY OHTA | STM
2522 | 5 | 33 |  | CTAComponent | 2203-M8-07 | 3 | Release | Each | 8.0 | Curved Lock Washer, DIN 128A, M8, Spring Steel, Zinc Plated, RoHS Fastener | 20589-10948-04153 11060-M8NLOCSTMZT/128A | FASTENAL COMPANY ANIXTER | STM
2523 | 5 | 24 |  | CTAComponent | 1000-M8C030-04 | 3 | Release | Each | 4.0 | Hexagon Socket Head Cap Screw, M8-1.25, X30mm Long, Grade 8.8 Steel, Zinc Plated, RoHS Fastener | 11060-M8C30KCSC9Z6/912 20589-ZS2580030ZP0000 24140-M8/30/SOHTCS/TC1D/DIN912 10487-1000-M8C030-04 | ANIXTER FASTENAL COMPANY TR FORMAC DIV OF TR FASTENINGS OHTA | STM
2524 | 5 | 5 |  | CTAComponent | 5449191 | 1 | Release | Each | 1.0 | Belt Polymax |  |  | HLE
2525 | 5 | 7 |  | CTAAssembly | 5446768 | 2 | Release | Each | 1.0 | Back Base Cover |  |  | HLE
2526 | 6 | 4 |  | CTAComponent | 5440486 | 1 | Release | Each | 1.0 | Cover For Protecting Mouse |  |  | HLE
2527 | 6 | 1 |  | CTAComponent | 5456417 | 2 | Release | Each | 1.0 | Back Base Cover I |  |  | HLE
2528 | 6 | 3 |  | CTAComponent | 5449842 | 1 | Release | Each | 1.0 | Joint Board |  |  | HLE
2529 | 6 | 2 |  | CTAComponent | 5444522 | 1 | Release | Each | 1.0 | Back Base Cover II |  |  | HLE
2530 | 6 | 5 |  | CTAComponent | C1213-M3C006-14 | 1 | Release | Each | 2.0 | GB_T 9074.8，M3x6mm，Grade 4.8 Steel，Zinc finish，RoHS Fastener | 25114-M3/6/PPSTPS/TC1/GB9074.8 | TR FORMAC SHANGHAI PTE LTD | HLE
2531 | 5 | 9 |  | CTAComponent | 5439529 | 3 | Release | Each | 1.0 | Middle Base Cover |  |  | HLE
2532 | 5 | 8 |  | CTAAssembly | 5459260 | 1 | Release | Each | 1.0 | Front Base Cover |  |  | HLE
2533 | 6 | 2 |  | CTAComponent | 5441341 | 1 | Release | Each | 1.0 | Front Base Cover II |  |  | HLE
2534 | 6 | 1 |  | CTAComponent | 5447803 | 2 | Release | Each | 1.0 | Front Base Cover I |  |  | HLE
2535 | 5 | 6 |  | CTAAssembly | 5460821 | 4 | Release | Each | 1.0 | Electric Control Unit |  |  | CCX
2536 | 6 | 13 |  | CTAComponent | 5436979 | 1 | Release | Each | 1.0 | PS800R table power relay |  |  | HLE
2537 | 6 | 6 |  | CTAComponent | 5440286 | 2 | Release | Each | 1.0 | terminal board |  |  | CCX
2538 | 6 | 5 |  | CTAAssembly | 5447579 | 1 | Release | Each | 1.0 | Transducer Cover For 1100W |  |  | CCX
2539 | 7 | 1 |  | CTAComponent | 5462461 | 1 | Release | Each | 1.0 | Shield box for 1100W |  |  | CCX
2540 | 7 | 3 |  | CTAComponent | C1213-M3C006-14 | 1 | Release | Each | 6.0 | GB_T 9074.8，M3x6mm，Grade 4.8 Steel，Zinc finish，RoHS Fastener | 25114-M3/6/PPSTPS/TC1/GB9074.8 | TR FORMAC SHANGHAI PTE LTD | HLE
2541 | 7 | 2 |  | CTAComponent | 5459448 | 1 | Release | Each | 1.0 | Cover piece for 1100W |  |  | CCX
2542 | 6 | 7 |  | CTAComponent | 5454576 | 2 | Release | Each | 1.0 | Transformer |  |  | CCX
2543 | 6 | 3 |  | CTAAssembly | 5453702 | 1 | Release | Each | 1.0 | Transducer Cover For 750W |  |  | CCX
2544 | 7 | 2 |  | CTAComponent | 5460992 | 1 | Release | Each | 1.0 | Cover piece for 750W |  |  | CCX
2545 | 7 | 3 |  | CTAComponent | C1213-M3C006-14 | 1 | Release | Each | 4.0 | GB_T 9074.8，M3x6mm，Grade 4.8 Steel，Zinc finish，RoHS Fastener | 25114-M3/6/PPSTPS/TC1/GB9074.8 | TR FORMAC SHANGHAI PTE LTD | HLE
2546 | 7 | 1 |  | CTAComponent | 5438148 | 1 | Release | Each | 1.0 | Shield Box For 750W |  |  | CCX
2547 | 6 | 9 |  | CTAComponent | 5168929 | 1 | Release | Each | 3.0 | copper socket |  |  | HLE
2548 | 6 | 15 |  | CTAComponent | 5462293 | 2 | Release | Each | 1.0 | Switch Power |  |  | CCX
2549 | 6 | 12 |  | CTAComponent | 5457946 | 1 | Release | Each | 9.0 | RICHCO FTH-7A1-RT FLAT TIE HOLDER 25.4x25.4x7.1mm, ACCOMODATES 5x2mm |  |  | HLE
2550 | 6 | 8 |  | CTAComponent | 5462129 | 2 | Release | Each | 1.0 | Switch power |  |  | CCX
2551 | 6 | 11 |  | CTAComponent | 5462290 | 1 | Release | Each | 1.0 | Copper Ground Bar |  |  | CCX
2552 | 6 | 10 |  | CTAComponent | 5457748 | 1 | Release | Each | 1.0 | Bracket for Copper Termination |  |  | CCX
2553 | 6 | 16 |  | CTAComponent | 1007-M4C012-14 | 1 | Release | Each | 5.0 | Phillips Pan Head Screw, ISO 7045, M4-0.7, X12mm Long, Grade 4.8 Steel, Zinc Plated, RoHS Fastener | 20589-10948-03571 11060-M4C12MXPSTZ6/7985 | FASTENAL COMPANY ANIXTER | STM
2554 | 6 | 17 |  | CTAComponent | 1007-M6C012-14 | 1 | Release | Each | 1.0 | Phillips Pan Head Screw, ISO 7045, M6-1, X12mm Long, Grade 4.8 Steel, Zinc Plated, RoHS Fastener | 20589-10948-03583 11060-M6C12MXPSTZ6/7985 | FASTENAL COMPANY ANIXTER | STM
2555 | 6 | 18 |  | CTAComponent | 1010-M4C006-14 | 2 | Release | Each | 9.0 | Phillips Flat Head Screw, ISO 7046, M4-0.7, X6mm Long, Grade 4.8 Steel, Zinc Plated, RoHS Fastener | 11060-M4C6MXFSTZ6/965A A0996-BN 388 M4-0.7 x 6mm CR6+FREE 12217-25030-109 | ANIXTER BOSSARD MIDWEST PRODUCTS & ENGINEERING | STM
2556 | 6 | 14 |  | CTAComponent | 5492790 | 1 | Release | Each | 1.0 | Transform Cover |  |  | CCX
2557 | 6 | 1 |  | CTAAssembly | 5492643 | 1 | Release | Each | 1.0 | Base Board welding For Electric Control Unit |  |  | CCX
2558 | 7 | 2 |  | CTAComponent | 5492644 | 1 | Release | Each | 1.0 | Connection board |  |  | CCX
2559 | 7 | 1 |  | CTAComponent | 5452884 | 1 | Release | Each | 1.0 | Base Board For Electric Control Unit |  |  | CCX
2560 | 6 | 26 |  | CTAComponent | 5445416-3 | 1 | Release | Each | 2.0 | AVID PRODUCTS STEEL P-CLAMP or R-clamp DIA7.9, WIDE9.7,19243 SCP-5-323-203 |  |  | HLE
2561 | 6 | 24 |  | CTAComponent | 5438742 | 2 | Release | Each | 5.0 | Fuse Holder |  |  | CCX
2562 | 6 | 25 |  | CTAComponent | 5445416-2 | 1 | Release | Each | 2.0 | AVID PRODUCTS STEEL P-CLAMP or R-clamp DIA6.4, WIDE9.7, 19243-SCP-4-323-203 |  |  | HLE
2563 | 6 | 23 |  | CTAComponent | 2000-M6-03 | 3 | Release | Each | 1.0 | Flat Washer, ISO7089, M6, Steel 200HV, Zinc Plated, RoHS Fastener | 20589-10948-03457 10487-2000-M6-03 11060-M6NWSFSTZ6/125ATP 24140-M6/-/PWSTWA/TC1/DIN125 | FASTENAL COMPANY OHTA ANIXTER TR FORMAC DIV OF TR FASTENINGS | STM
2564 | 6 | 19 |  | CTAComponent | C1213-M4C008-14 | 1 | Release | Each | 43.0 | GB_T 9074.8，M4x8mm，Grade 4.8 Steel，Zinc finish，RoHS Fastener | 25114-M4/8/PPSTPS/TC1/GB9074.8 | TR FORMAC SHANGHAI PTE LTD | HLE
2565 | 6 | 20 |  | CTAComponent | C1213-M4C012-14 | 1 | Release | Each | 8.0 | GB_T 9074.8，M4x12mm，Grade 4.8 Steel，Zinc finish，RoHS Fastener | 25114-M4/12/PPSTPS/TC1/GB9074.8 | TR FORMAC SHANGHAI PTE LTD | HLE
2566 | 6 | 22 |  | CTAComponent | C1213-M3C010-14 | 1 | Release | Each | 2.0 | GB_T 9074.8，M3x10mm，Grade 4.8 Steel，Zinc finish，RoHS Fastener | 25114-M3/10/PPSTPS/TC1/GB9074.8 | TR FORMAC SHANGHAI PTE LTD | HLE
2567 | 6 | 21 |  | CTAComponent | C1213-M4C025-14 | 1 | Release | Each | 2.0 | GB_T 9074.8，M4x25mm，Grade 4.8 Steel，Zinc finish，RoHS Fastener | 25114-M4/25/PPSTPS/TC1/GB9074.8 | TR FORMAC SHANGHAI PTE LTD | HLE
2568 | 6 | 2 |  | ECCCollectorPart | 5476828 | 3 | Release | Each | 1.0 | PT800+ tube frequency inverter collector |  |  | HLE
2569 | 7 |  | f1 | CTAComponent | 5458335 | 1 | Release | Each | 1.0 | PT800+ tube frequency inverter |  |  | HLE
2570 | 6 | 4 |  | ECCCollectorPart | 5476829 | 4 | Release | Each | 1.0 | PT800+ tilt frequency inverter collector |  |  | HLE
2571 | 7 |  | f3 | CTAComponent | 5462131 | 1 | Release | Each | 1.0 | PT800+ tilt frequency inverter |  |  | HLE
2572 | 5 | 4 |  | CTAAssembly | 5445977 | 4 | Release | Each | 1.0 | Tilting Motor Assembly |  |  | CCX
2573 | 6 | 8 |  | CTAComponent | 1006-M8C020-04 | 2 | Release | Each | 4.0 | Hexagon Head Screw, ISO 4017, M8-1.25, X20mm Long, Grade 8.8 Steel, Zinc Plated, RoHS Fastener | 20589-10948-03861 11060-M8C20HCSC9Z6/933 A0996-BN 56 M8 x 20mm CR6+FREE 24140-M8/20/HHHTMC/TC1/GB5783 | FASTENAL COMPANY ANIXTER BOSSARD TR FORMAC DIV OF TR FASTENINGS | STM
2574 | 6 | 9 |  | CTAComponent | 1006-M8C030-04 | 2 | Release | Each | 4.0 | Hexagon Head Screw, ISO 4017, M8-1.25, X30mm Long, Grade 8.8 Steel, Zinc Plated, RoHS Fastener | 11060-M8C30HCSC9Z6/933 20589-10948-03863 A0996-BN 56 M8 x 30mm CR6+FREE 24140-M8/30/HHHTMC/TC1/GB5783 | ANIXTER FASTENAL COMPANY BOSSARD TR FORMAC DIV OF TR FASTENINGS | STM
2575 | 6 | 12 |  | CTAComponent | 1000-M8C080-04 | 1 | Release | Each | 1.0 | Hexagon Socket Head Cap Screw, M8-1.25, X80mm Long, Grade 8.8 Steel, Zinc Plated, RoHS Fastener | 10487-1000-M8C080-04 | OHTA | STM
2576 | 6 | 13 |  | CTAComponent | 2000-M8-03 | 2 | Release | Each | 9.0 | Flat Washer, ISO7089, M8, Steel 200HV, Zinc Plated, RoHS Fastener | 11060-M8NWSFSTZ6/125ATP 20589-10948-03458 25114-2000-M8-03 | ANIXTER FASTENAL COMPANY TR FORMAC SHANGHAI PTE LTD | STM
2577 | 6 | 14 |  | CTAComponent | 2203-M8-07 | 3 | Release | Each | 4.0 | Curved Lock Washer, DIN 128A, M8, Spring Steel, Zinc Plated, RoHS Fastener | 20589-10948-04153 11060-M8NLOCSTMZT/128A | FASTENAL COMPANY ANIXTER | STM
2578 | 6 | 11 |  | CTAComponent | 1040-M5C008-27 | 2 | Release | Each | 2.0 | Hexagon Set Screw with Cup Point, M5-0.8, X8mm Long, Grade 45H Steel, Black Oxide RoHS Fastener | A0996-1032496 11060-M5C8KKCA1/916 20589-10948-04197 24140-M5/8/HSHTPC/BO1 | BOSSARD ANIXTER FASTENAL COMPANY TR FORMAC DIV OF TR FASTENINGS | STM
2579 | 6 | 7 |  | CTAComponent | 5439532 | 1 | Release | Each | 1.0 | U Pressing Board |  |  | CCX
2580 | 6 | 3 |  | CTAComponent | 5441943 | 1 | Release | Each | 4.0 | rubber washer |  |  | CCX
2581 | 6 | 5 |  | CTAComponent | 5438730 | 1 | Release | Each | 1.0 | 1100W Motor Belt Wheel |  |  | CCX
2582 | 6 | 17 |  | CTAComponent | 5436665 | 1 | Release | Each | 1.0 | Press Spring |  |  | CCX
2583 | 6 | 15 |  | CTAComponent | 5445416-2 | 1 | Release | Each | 1.0 | AVID PRODUCTS STEEL P-CLAMP or R-clamp DIA6.4, WIDE9.7, 19243-SCP-4-323-203 |  |  | HLE
2584 | 6 | 1 |  | CTAAssembly | 5455380 | 1 | Release | Each | 1.0 | Tilting Motor Base Board Welding Assembly |  |  | CCX
2585 | 7 | 2 |  | CTAComponent | 5461015 | 1 | Release | Each | 1.0 | Tilting Motor Base Board |  |  | CCX
2586 | 7 | 1 |  | CTAComponent | 5436892 | 1 | Release | Each | 1.0 | Spring Stopper |  |  | CCX
2587 | 6 | 2 |  | CTAAssembly | 5445173 | 1 | Release | Each | 1.0 | Titling Motor Slide Board Welding |  |  | CCX
2588 | 7 | 2 |  | CTAComponent | 5461014 | 1 | Release | Each | 1.0 | U block |  |  | CCX
2589 | 7 | 3 |  | CTAComponent | 3000-M8C-04 | 1 | Release | Each | 5.0 | Hexagon Nut, ISO4032, M8-1.25, Grade 8 Steel, Zinc Plated, RoHS Fastener | 20589-10948-03689 11060-M8CNFHSTZ6/934 | FASTENAL COMPANY ANIXTER | STM
2590 | 7 | 1 |  | CTAComponent | 5443767 | 1 | Release | Each | 1.0 | Titling Motor Slide Board |  |  | CCX
2591 | 6 | 10 |  | CTAComponent | C1213-M4C012-14 | 1 | Release | Each | 4.0 | GB_T 9074.8，M4x12mm，Grade 4.8 Steel，Zinc finish，RoHS Fastener | 25114-M4/12/PPSTPS/TC1/GB9074.8 | TR FORMAC SHANGHAI PTE LTD | HLE
2592 | 6 | 16 |  | CTAComponent | 5492575 | 1 | Release | Each | 2.0 | OD24 x H15MM |  |  | CCX
2593 | 6 | 4 |  | CTAComponent | 5460237 | 2 | Release | Each | 1.0 | PT800+ 1100W Motor |  |  | HLE
2594 | 5 | 32 |  | CTAComponent | 2203-M12-07 | 3 | Release | Each | 8.0 | Curved Lock Washer, DIN 128A, M12, Spring Steel, Zinc Plated, RoHS Fastener | 20589-10948-04155 11060-M12NLOCSTMZT/128A | FASTENAL COMPANY ANIXTER | STM
2595 | 5 | 2 |  | CTAAssembly | 5444314 | 4 | Release | Each | 1.0 | Cassette |  |  | CCX
2596 | 6 | 7 |  | CTAComponent | 1010-M4C006-14 | 2 | Release | Each | 11.0 | Phillips Flat Head Screw, ISO 7046, M4-0.7, X6mm Long, Grade 4.8 Steel, Zinc Plated, RoHS Fastener | 11060-M4C6MXFSTZ6/965A A0996-BN 388 M4-0.7 x 6mm CR6+FREE 12217-25030-109 | ANIXTER BOSSARD MIDWEST PRODUCTS & ENGINEERING | STM
2597 | 6 | 6 |  | CTAComponent | 1007-M4C010-14 | 2 | Release | Each | 7.0 | Phillips Pan Head Screw, ISO 7045, M4-0.7, X10mm Long, Grade 4.8 Steel, Zinc Plated, RoHS Fastener | 11060-M4C10MXPSTZ6/7985 20589-10948-03570 24140-M4/10/PPSTMC/TC1/ISO7045 | ANIXTER FASTENAL COMPANY TR FORMAC DIV OF TR FASTENINGS | STM
2598 | 6 | 5 |  | CTAComponent | 5457946 | 1 | Release | Each | 3.0 | RICHCO FTH-7A1-RT FLAT TIE HOLDER 25.4x25.4x7.1mm, ACCOMODATES 5x2mm |  |  | HLE
2599 | 6 | 1 |  | CTAAssembly | 5454751 | 1 | Release | Each | 1.0 | Cassette frame |  |  | CCX
2600 | 7 | 1 |  | CTAAssembly | 5448638 | 1 | Release | Each | 1.0 | Cassette base |  |  | CCX
2601 | 8 | 1 |  | CTAAssembly | 5460243 | 1 | Release | Each | 1.0 | Cassette bottom |  |  | CCX
2602 | 9 | 2 |  | CTAComponent | 5436100 | 1 | Release | Each | 1.0 | II bracket |  |  | CCX
2603 | 9 | 3 |  | CTAComponent | 5442983 | 1 | Release | Each | 2.0 | II bracket rib |  |  | CCX
2604 | 9 | 1 |  | CTAComponent | 5491734 | 1 | Release | Each | 1.0 | Cassette housing bottom cover |  |  | CCX
2605 | 9 | 5 |  | CTAAssembly | 5438950 | 1 | Release | Each | 1.0 | Cassette bottom frame |  |  | CCX
2606 | 10 | 2 |  | CTAComponent | 5457203 | 1 | Release | Each | 1.0 | Cassette frame top beam |  |  | CCX
2607 | 10 | 3 |  | CTAComponent | 5442174 | 1 | Release | Each | 1.0 | Cassette frame foot beam |  |  | CCX
2608 | 10 | 1 |  | CTAComponent | 5446206 | 1 | Release | Each | 3.0 | Cassette frame left beam |  |  | CCX
2609 | 10 | 5 |  | CTAComponent | 5453940 | 1 | Release | Each | 2.0 | Cassette frame rib |  |  | CCX
2610 | 10 | 6 |  | CTAComponent | 5454752 | 1 | Release | Each | 4.0 | Cassette install nut |  |  | CCX
2611 | 10 | 4 |  | CTAComponent | 5453097 | 1 | Release | Each | 2.0 | Colum install base |  |  | CCX
2612 | 9 | 4 |  | CTAComponent | 5449390 | 1 | Release | Each | 4.0 | Bolt |  |  | CCX
2613 | 8 | 3 |  | CTAComponent | 5447808 | 1 | Release | Each | 2.0 | Cassette beam cover |  |  | CCX
2614 | 8 | 2 |  | CTAAssembly | 5495565 | 1 | Release | Each | 1.0 | Cassette top cover assembly |  |  | CCX
2615 | 9 | 2 |  | CTAComponent | 5457202 | 1 | Release | Each | 4.0 | Grid bracket |  |  | CCX
2616 | 9 | 1 |  | CTAComponent | 5491733 | 1 | Release | Each | 1.0 | Cassette housing top cover |  |  | CCX
2617 | 7 | 4 |  | CTAComponent | 2000-M4-03 | 3 | Release | Each | 10.0 | FLAT WASHER - NORMAL SERIES, ISO 7089, M4 CLASS 200H STEEL, ZINC PLATED RoHS FASTENER | 24140-M4/-/PWSTWA/TC1/DIN125 10487-2000-M4-03 A0996-BN 343 M4 CR6+FREE 24432-11103691 11060-M4NWSFSTZ6/125ATP | TR FORMAC DIV OF TR FASTENINGS OHTA BOSSARD FASTENAL ANIXTER | STM
2618 | 7 | 3 |  | CTAComponent | 1007-M4C016-14 | 1 | Release | Each | 10.0 | Phillips Pan Head Screw, ISO 7045, M4-0.7, X16mm Long, Grade 4.8 Steel, Zinc Plated, RoHS Fastener | 20589-10948-03572 11060-M4C16MXPSTZ6/7985 | FASTENAL COMPANY ANIXTER | STM
2619 | 7 | 2 |  | CTAComponent | 5442982 | 1 | Release | Each | 2.0 | Tray rail |  |  | CCX
2620 | 7 | 5 |  | CTAComponent | C2106-M4-02 | 3 | Release | Each | 10.0 | Spring Lock Washer, M4, Zinc plated, Rohs Fastener | 24140-C2106-M4-02 | TR FORMAC DIV OF TR FASTENINGS | HLE
2621 | 6 | 3 |  | CTAComponent | 5442173 | 1 | Release | Each | 1.0 | Cassette bottom cover |  |  | CCX
2622 | 6 | 8 |  | CTAComponent | 2000-M4-03 | 3 | Release | Each | 7.0 | FLAT WASHER - NORMAL SERIES, ISO 7089, M4 CLASS 200H STEEL, ZINC PLATED RoHS FASTENER | 24140-M4/-/PWSTWA/TC1/DIN125 10487-2000-M4-03 A0996-BN 343 M4 CR6+FREE 24432-11103691 11060-M4NWSFSTZ6/125ATP | TR FORMAC DIV OF TR FASTENINGS OHTA BOSSARD FASTENAL ANIXTER | STM
2623 | 6 | 9 |  | CTAComponent | C2106-M4-02 | 3 | Release | Each | 7.0 | Spring Lock Washer, M4, Zinc plated, Rohs Fastener | 24140-C2106-M4-02 | TR FORMAC DIV OF TR FASTENINGS | HLE
2624 | 6 | 4 |  | CTAAssembly | 5495566 | 1 | Release | Each | 4.0 | Grid limiter |  |  | CCX
2625 | 7 | 2 |  | CTAComponent | 5491737 | 1 | Release | Each | 1.0 | Grid limiter buffer |  |  | CCX
2626 | 7 | 1 |  | CTAComponent | 5491736 | 1 | Release | Each | 1.0 | Grid limiter plate |  |  | CCX
2627 | 6 | 2 |  | CTAAssembly | 5491735 | 1 | Release | Each | 1.0 | Tray switch assembly |  |  | CCX
2628 | 7 | 3 |  | CTAComponent | 5436678 | 1 | Release | Each | 1.0 | MICRO SWITCH |  |  | HLE
2629 | 7 | 4 |  | CTAComponent | 5453710 | 2 | Release | Each | 1.0 | MICRO SWITCH |  |  | HLE
2630 | 7 | 5 |  | CTAComponent | 1007-M3C016-14 | 1 | Release | Each | 2.0 | Phillips Pan Head Screw, ISO 7045, M3-0.5, X16mm Long, Grade 4.8 Steel, Zinc Plated, RoHS Fastener | 20589-10948-03567 11060-M3C16MXPSTZ6/7985 | FASTENAL COMPANY ANIXTER | STM
2631 | 7 | 2 |  | CTAComponent | 5453099 | 1 | Release | Each | 1.0 | Buffer pad |  |  | CCX
2632 | 7 | 7 |  | CTAComponent | 2106-M3-05 | 2 | Release | Each | 2.0 | Spring Lock Washer with Flat Ends JIS B1251, M3, Spring Steel, Zinc Plated, Rohs Fastener | 24140-MEP M3/SPSTWA/TC1D/JIS B1251 | TR FORMAC DIV OF TR FASTENINGS | STM
2633 | 7 | 6 |  | CTAComponent | 2000-M3-03 | 2 | Release | Each | 2.0 | WASHER PLAIN - LARGE 3.2 MM 7 MM , HV200, Steel, Zinc plate RoHS Washer | 10487-2000-M3-03 23983-6083737 24140-200-M3-03 | OHTA BOSSARD CHINA TR FORMAC DIV OF TR FASTENINGS | STM
2634 | 7 | 8 |  | CTAComponent | 5442753 | 1 | Release | Each | 1.0 | insulation sheet |  |  | CCX
2635 | 7 | 1 |  | CTAComponent | 5498229 | 1 | Release | Each | 1.0 | Tray switch holder |  |  | CCX
2636 | 5 | 1 |  | CTAAssembly | 5450426 | 4 | Release | Each | 1.0 | Table Base Assembly |  |  | CCX
2637 | 6 | 5 |  | CTAAssembly | 5445966 | 1 | Release | Each | 1.0 | Slide frame |  |  | CCX
2638 | 7 | 2 |  | CTAComponent | 5455609 | 1 | Release | Each | 1.0 | Slide frame foot beam |  |  | CCX
2639 | 7 | 3 |  | CTAComponent | 5449849 | 1 | Release | Each | 2.0 | Slide frame top beam |  |  | CCX
2640 | 7 | 1 |  | CTAComponent | 5440506 | 1 | Release | Each | 1.0 | Slide frame right beam |  |  | CCX
2641 | 7 | 7 |  | CTAComponent | 5438178 | 1 | Release | Each | 3.0 | Rib |  |  | CCX
2642 | 7 | 4 |  | CTAComponent | 5457201 | 1 | Release | Each | 2.0 | Slide frame left beam |  |  | CCX
2643 | 7 | 5 |  | CTAComponent | 5454750 | 1 | Release | Each | 4.0 | Cassette holder |  |  | CCX
2644 | 7 | 6 |  | CTAComponent | 5450650 | 1 | Release | Each | 1.0 | Roller bracket |  |  | CCX
2645 | 7 | 9 |  | CTAComponent | 5462486 | 1 | Release | Each | 2.0 | Horizontal bearing bracket holder |  |  | CCX
2646 | 7 | 11 |  | CTAComponent | 5491738 | 1 | Release | Each | 4.0 | Cassette housing mounting rib |  |  | CCX
2647 | 7 | 10 |  | CTAComponent | 5437398 | 1 | Release | Each | 1.0 | Chain bracket |  |  | CCX
2648 | 7 | 8 |  | CTAComponent | 5448637 | 1 | Release | Each | 2.0 | Vertical bearing bracket holder |  |  | CCX
2649 | 6 | 1 |  | CTAAssembly | 5451214 | 1 | Release | Each | 1.0 | Base Assembly |  |  | CCX
2650 | 7 | 1 |  | CTAAssembly | 5456956 | 1 | Release | Each | 1.0 | Base Welding Assembly |  |  | CCX
2651 | 8 | 2 |  | CTAComponent | 5440482 | 1 | Release | Each | 1.0 | Dustpan Cover |  |  | CCX
2652 | 8 | 4 |  | CTAComponent | 5444519 | 1 | Release | Each | 1.0 | Middle Reinforce Board |  |  | CCX
2653 | 8 | 3 |  | CTAComponent | 5443738 | 1 | Release | Each | 1.0 | Front Reinforce Board |  |  | CCX
2654 | 8 | 1 |  | CTAComponent | 5436072 | 1 | Release | Each | 2.0 | Bottom Reinforce Board |  |  | CCX
2655 | 8 | 6 |  | CTAComponent | 5447787 | 1 | Release | Each | 1.0 | Triangle board |  |  | CCX
2656 | 8 | 8 |  | CTAComponent | 5457943 | 1 | Release | Each | 1.0 | Rear wall board |  |  | CCX
2657 | 8 | 7 |  | CTAComponent | 5452248 | 1 | Release | Each | 1.0 | Bottom board |  |  | CCX
2658 | 8 | 5 |  | CTAComponent | 5446179 | 1 | Release | Each | 1.0 | Front Wall Board |  |  | CCX
2659 | 7 | 4 |  | CTAComponent | 5453693 | 1 | Release | Each | 1.0 | bush |  |  | CCX
2660 | 7 | 6 |  | CTAComponent | 1000-M8C030-04 | 3 | Release | Each | 2.0 | Hexagon Socket Head Cap Screw, M8-1.25, X30mm Long, Grade 8.8 Steel, Zinc Plated, RoHS Fastener | 11060-M8C30KCSC9Z6/912 20589-ZS2580030ZP0000 24140-M8/30/SOHTCS/TC1D/DIN912 10487-1000-M8C030-04 | ANIXTER FASTENAL COMPANY TR FORMAC DIV OF TR FASTENINGS OHTA | STM
2661 | 7 | 5 |  | CTAComponent | 5456189 | 1 | Release | Each | 1.0 | PRESSING PLATE |  |  | CCX
2662 | 7 | 3 |  | CTAComponent | 5444316 | 1 | Release | Each | 1.0 | WASHER CIRCLE |  |  | CCX
2663 | 7 | 2 |  | CTAAssembly | 5453700 | 1 | Release | Each | 1.0 | Cable Clamp Assembly |  |  | CCX
2664 | 8 | 2 |  | CTAComponent | 5443740 | 1 | Release | Each | 1.0 | Base For Cable Clamp |  |  | CCX
2665 | 8 | 1 |  | CTAComponent | C1213-M4C012-14 | 1 | Release | Each | 2.0 | GB_T 9074.8，M4x12mm，Grade 4.8 Steel，Zinc finish，RoHS Fastener | 25114-M4/12/PPSTPS/TC1/GB9074.8 | TR FORMAC SHANGHAI PTE LTD | HLE
2666 | 8 | 3 |  | CTAComponent | 5446762 | 1 | Release | Each | 1.0 | Cover For Cable Clamp |  |  | CCX
2667 | 7 | 9 |  | CTAComponent | 1010-M4C012-14 | 2 | Release | Each | 6.0 | Phillips Flat Head Screw, ISO 7046, M4-0.7, X12mm Long, Grade 4.8 Steel, Zinc Plated, RoHS Fastener | 11060-M4C12MXFSTZ6/965A 20589-10948-03509 24140-M4/12/KPSTMC/TC1/DIN965 | ANIXTER FASTENAL COMPANY TR FORMAC DIV OF TR FASTENINGS | STM
2668 | 7 | 10 |  | CTAComponent | 2000-M10-03 | 2 | Release | Each | 2.0 | Flat Washer, ISO7089, M10, Steel 200HV, Zinc Plated, RoHS Fastener | 20589-10948-03459 11060-M10NWSFSTZ6/125ATP 10487-2000-M10-03 | FASTENAL COMPANY ANIXTER OHTA | STM
2669 | 7 | 8 |  | CTAComponent | C1213-M4C030-14 | 1 | Release | Each | 4.0 | GB_T 9074.8，M4x30mm，Grade 4.8 Steel，Zinc finish，RoHS Fastener | 25114-M4/30/PPSTPS/TC1/GB9074.8 | TR FORMAC SHANGHAI PTE LTD | HLE
2670 | 7 | 7 |  | CTAComponent | 1007-M4C012-14 | 1 | Release | Each | 4.0 | Phillips Pan Head Screw, ISO 7045, M4-0.7, X12mm Long, Grade 4.8 Steel, Zinc Plated, RoHS Fastener | 20589-10948-03571 11060-M4C12MXPSTZ6/7985 | FASTENAL COMPANY ANIXTER | STM
2671 | 7 | 14 |  | CTAComponent | 5492688 | 1 | Release | Each | 1.0 | GB_T93-1987, M18, Grade Normal Steel, Black Oxide finish, RoHS Fastener |  |  | CCX
2672 | 7 | 15 |  | CTAComponent | 5492689 | 1 | Release | Each | 2.0 | GB_T93-1987, M20, Grade Normal Steel, Black Oxide finish, RoHS Fastener |  |  | CCX
2673 | 7 | 12 |  | CTAComponent | 2000-M8-03 | 2 | Release | Each | 2.0 | Flat Washer, ISO7089, M8, Steel 200HV, Zinc Plated, RoHS Fastener | 11060-M8NWSFSTZ6/125ATP 20589-10948-03458 25114-2000-M8-03 | ANIXTER FASTENAL COMPANY TR FORMAC SHANGHAI PTE LTD | STM
2674 | 7 | 13 |  | CTAComponent | 2203-M10-07 | 2 | Release | Each | 2.0 | Curved Lock Washer, DIN 128A, M10, Spring Steel, Zinc Plated, RoHS Fastener | 20589-10948-04154 11060-M10NLOCSTZ6/128A | FASTENAL COMPANY ANIXTER | STM
2675 | 7 | 11 |  | CTAComponent | 2000-M20-03 | 1 | Release | Each | 2.0 | Flat Washer, ISO7089, M20, Steel 200HV, Zinc Plated, RoHS Fastener | 20589-10948-04411 11060-M20NWSFSTZ6/125ATH | FASTENAL COMPANY ANIXTER | STM
2676 | 7 | 18 |  | CTAComponent | 5444317 | 1 | Release | Each | 2.0 | CAM FOLLOWER CF10BUUR IKO |  |  | CCX
2677 | 7 | 17 |  | CTAComponent | 5457946 | 1 | Release | Each | 6.0 | RICHCO FTH-7A1-RT FLAT TIE HOLDER 25.4x25.4x7.1mm, ACCOMODATES 5x2mm |  |  | HLE
2678 | 7 | 16 |  | CTAComponent | 2203-M8-07 | 3 | Release | Each | 2.0 | Curved Lock Washer, DIN 128A, M8, Spring Steel, Zinc Plated, RoHS Fastener | 20589-10948-04153 11060-M8NLOCSTMZT/128A | FASTENAL COMPANY ANIXTER | STM
2679 | 7 | 20 |  | CTAComponent | 5456958 | 1 | Release | Each | 1.0 | CAM FOLLOWER CFE18VBUUR IKO |  |  | CCX
2680 | 7 | 19 |  | CTAComponent | 5462283 | 1 | Release | Each | 2.0 | CAM FOLLOWER CF20BUUR IKO |  |  | CCX
2681 | 6 | 4 |  | CTAAssembly | 5445967 | 1 | Release | Each | 1.0 | Vertical bearing top limiter |  |  | CCX
2682 | 7 | 1 |  | CTAComponent | 1040-M6C010-27 | 1 | Release | Each | 1.0 | Hexagon Set Screw with Cup Point, M6-1, X10mm Long, Grade 45H Steel, Black Oxide RoHS Fastener | 11060-M6C10KKCST/916 A0996-1032704 20589-10948-04201 | ANIXTER BOSSARD FASTENAL COMPANY | STM
2683 | 7 | 3 |  | CTAComponent | 5455605 | 1 | Release | Each | 1.0 | CAM FOLLOWER CF18BUU IKO |  |  | CCX
2684 | 7 | 4 |  | CTAComponent | 5456425 | 1 | Release | Each | 1.0 | Vertical bearing top limiter bracket |  |  | CCX
2685 | 7 | 2 |  | CTAComponent | 5456958 | 1 | Release | Each | 1.0 | CAM FOLLOWER CFE18VBUUR IKO |  |  | CCX
2686 | 6 | 3 |  | CTAAssembly | 5437173 | 1 | Release | Each | 1.0 | Gear Box Of Table Rotation |  |  | CCX
2687 | 7 | 2 |  | CTAComponent | 5457743 | 1 | Release | Each | 1.0 | Base Belt Wheel |  |  | CCX
2688 | 7 | 4 |  | CTAComponent | 1040-M5C008-27 | 2 | Release | Each | 1.0 | Hexagon Set Screw with Cup Point, M5-0.8, X8mm Long, Grade 45H Steel, Black Oxide RoHS Fastener | A0996-1032496 11060-M5C8KKCA1/916 20589-10948-04197 24140-M5/8/HSHTPC/BO1 | BOSSARD ANIXTER FASTENAL COMPANY TR FORMAC DIV OF TR FASTENINGS | STM
2689 | 7 | 3 |  | CTAAssembly | 5454528 | 1 | Release | Each | 1.0 | gear assembly |  |  | CCX
2690 | 8 | 2 |  | CTAComponent | 5441934 | 1 | Release | Each | 1.0 | Circlip for hole-GB893.1-86 75 Series Fastener Drawing RoHS Compliant |  |  | CCX
2691 | 8 | 4 |  | CTAComponent | 5450420 | 1 | Release | Each | 1.0 | bear flange |  |  | CCX
2692 | 8 | 3 |  | CTAComponent | 5492772 | 1 | Release | Each | 1.0 | Circlip for shaft-GB894.1-86 45 Series Fastener Drawing RoHS Compliant |  |  | CCX
2693 | 8 | 1 |  | CTAComponent | 5459256 | 1 | Release | Each | 1.0 | bear for base gear box |  |  | HLE
2694 | 8 | 5 |  | CTAComponent | 5437944 | 1 | Release | Each | 1.0 | PINION GEAR |  |  | CCX
2695 | 7 | 1 |  | CTAComponent | T310-2192 | 6 | Release | Each | 1.0 | REDUCTION UNT |  |  | HLE
2696 | 6 | 2 |  | CTAAssembly | 5457751 | 1 | Release | Each | 1.0 | Main Frame Assembly |  |  | CCX
2697 | 7 | 1 |  | CTAAssembly | 5437940 | 1 | Release | Each | 1.0 | main frame |  |  | CCX
2698 | 8 | 1 |  | CTAAssembly | 5444520 | 1 | Release | Each | 1.0 | Front wall welding assembly |  |  | CCX
2699 | 9 | 2 |  | CTAComponent | 5445374 | 1 | Release | Each | 1.0 | front wall part 2 |  |  | CCX
2700 | 9 | 3 |  | CTAComponent | 5448612 | 1 | Release | Each | 1.0 | front wall part 3 |  |  | CCX
2701 | 9 | 1 |  | CTAComponent | 5436868 | 1 | Release | Each | 1.0 | front wall part 1 |  |  | CCX
2702 | 9 | 5 |  | CTAComponent | 5446180 | 1 | Release | Each | 1.0 | front wall part 5 |  |  | CCX
2703 | 9 | 4 |  | CTAComponent | 5457171 | 1 | Release | Each | 1.0 | front wall part 4 |  |  | CCX
2704 | 8 | 4 |  | CTAComponent | 5445375 | 1 | Release | Each | 1.0 | frame part 2 |  |  | CCX
2705 | 8 | 3 |  | CTAAssembly | 5458690 | 1 | Release | Each | 1.0 | Back wall welding assembly |  |  | CCX
2706 | 9 | 1 |  | CTAComponent | 5460991 | 1 | Release | Each | 1.0 | back wall part part 1 |  |  | CCX
2707 | 9 | 2 |  | CTAComponent | 5451405 | 1 | Release | Each | 1.0 | back wall part part 2 |  |  | CCX
2708 | 9 | 3 |  | CTAComponent | 5457944 | 1 | Release | Each | 1.0 | back wall part part 3 |  |  | CCX
2709 | 9 | 4 |  | CTAComponent | 5461753 | 1 | Release | Each | 1.0 | back wall part part 4 |  |  | CCX
2710 | 9 | 5 |  | CTAComponent | 5443739 | 1 | Release | Each | 1.0 | back wall part part 5 |  |  | CCX
2711 | 9 | 6 |  | CTAComponent | 5462460 | 1 | Release | Each | 1.0 | back wall part part 6 |  |  | CCX
2712 | 9 | 7 |  | CTAComponent | 5442151 | 1 | Release | Each | 1.0 | back wall part part 7 |  |  | CCX
2713 | 9 | 8 |  | CTAComponent | 5444521 | 1 | Release | Each | 2.0 | back wall part part 8 |  |  | CCX
2714 | 9 | 9 |  | CTAComponent | 5448613 | 1 | Release | Each | 1.0 | back wall part part 9 |  |  | CCX
2715 | 9 | 10 |  | CTAComponent | 5453076 | 1 | Release | Each | 1.0 | back wall part part 10 |  |  | CCX
2716 | 9 | 11 |  | CTAComponent | 5436073 | 1 | Release | Each | 1.0 | back wall part part 11 |  |  | CCX
2717 | 9 | 12 |  | CTAComponent | 5440483 | 1 | Release | Each | 2.0 | back wall part part 12 |  |  | CCX
2718 | 9 | 13 |  | CTAComponent | 5459449 | 1 | Release | Each | 1.0 | back wall part 13 |  |  | CCX
2719 | 9 | 14 |  | CTAComponent | 5492693 | 1 | Release | Each | 3.0 | Back wall part 14 |  |  | CCX
2720 | 8 | 2 |  | CTAComponent | 5451406 | 1 | Release | Each | 1.0 | frame part 1 |  |  | CCX
2721 | 8 | 5 |  | CTAComponent | 5449365 | 1 | Release | Each | 1.0 | frame part 3 |  |  | CCX
2722 | 8 | 6 |  | CTAComponent | 5461754 | 1 | Release | Each | 1.0 | frame part 4 |  |  | CCX
2723 | 8 | 7 |  | CTAComponent | 5436869 | 1 | Release | Each | 2.0 | frame part 5 |  |  | CCX
2724 | 8 | 8 |  | CTAComponent | 5457172 | 1 | Release | Each | 2.0 | frame part 6 |  |  | CCX
2725 | 8 | 9 |  | CTAComponent | 5454721 | 1 | Release | Each | 1.0 | frame part 7 |  |  | CCX
2726 | 8 | 10 |  | CTAComponent | 5457945 | 1 | Release | Each | 1.0 | frame part 8 |  |  | CCX
2727 | 8 | 11 |  | CTAComponent | 5439712 | 1 | Release | Each | 1.0 | frame part 9 |  |  | CCX
2728 | 8 | 12 |  | CTAComponent | 5492694 | 1 | Release | Each | 3.0 | Frame part 10 |  |  | CCX
2729 | 7 | 4 |  | CTAComponent | 5452879 | 1 | Release | Each | 1.0 | limited block |  |  | CCX
2730 | 7 | 3 |  | CTAComponent | 5441936 | 1 | Release | Each | 1.0 | rail |  |  | CCX
2731 | 7 | 5 |  | CTAComponent | 5441114 | 1 | Release | Each | 3.0 | L joint |  |  | CCX
2732 | 7 | 2 |  | CTAComponent | 5439525 | 1 | Release | Each | 1.0 | SECTOR GEAR |  |  | CCX
2733 | 7 | 7 |  | CTAComponent | 5449641 | 1 | Release | Each | 1.0 | BOARD FOR ANGLE SWITCH |  |  | CCX
2734 | 7 | 9 |  | CTAComponent | 5439528 | 2 | Release | Each | 1.0 | -30 degree block |  |  | CCX
2735 | 7 | 8 |  | CTAComponent | 5441115 | 1 | Release | Each | 1.0 | 90 degree block |  |  | CCX
2736 | 7 | 10 |  | CTAComponent | 5441939 | 1 | Release | Each | 1.0 | joint bracket II for rubber protector |  |  | CCX
2737 | 7 | 6 |  | CTAComponent | 5439527 | 2 | Release | Each | 2.0 | L joint |  |  | CCX
2738 | 7 | 11 |  | CTAComponent | 5436661 | 1 | Release | Each | 1.0 | joint bracket I for rubber protector |  |  | CCX
2739 | 7 | 13 |  | CTAComponent | 5453694 | 1 | Release | Each | 1.0 | bracket of energy Chain |  |  | CCX
2740 | 7 | 14 |  | CTAComponent | 5446204 | 1 | Release | Each | 1.0 | Bracket II of Energy Chain |  |  | CCX
2741 | 7 | 15 |  | CTAAssembly | 5456961 | 1 | Release | Each | 1.0 | base board for column moving motor |  |  | CCX
2742 | 8 | 2 |  | CTAComponent | 5442750 | 1 | Release | Each | 1.0 | bracket of gear box |  |  | CCX
2743 | 8 | 1 |  | CTAComponent | 5441112 | 1 | Release | Each | 1.0 | base board |  |  | CCX
2744 | 8 | 3 |  | CTAComponent | 5492737 | 1 | Release | Each | 2.0 | end cover |  |  | CCX
2745 | 7 | 12 |  | CTAAssembly | 5446766 | 1 | Release | Each | 1.0 | cable clamp |  |  | CCX
2746 | 8 | 2 |  | CTAAssembly | 5453700 | 1 | Release | Each | 1.0 | Cable Clamp Assembly |  |  | CCX
2747 | 9 | 2 |  | CTAComponent | 5443740 | 1 | Release | Each | 1.0 | Base For Cable Clamp |  |  | CCX
2748 | 9 | 1 |  | CTAComponent | C1213-M4C012-14 | 1 | Release | Each | 2.0 | GB_T 9074.8，M4x12mm，Grade 4.8 Steel，Zinc finish，RoHS Fastener | 25114-M4/12/PPSTPS/TC1/GB9074.8 | TR FORMAC SHANGHAI PTE LTD | HLE
2749 | 9 | 3 |  | CTAComponent | 5446762 | 1 | Release | Each | 1.0 | Cover For Cable Clamp |  |  | CCX
2750 | 8 | 3 |  | CTAAssembly | 5457746 | 1 | Release | Each | 1.0 | base for cable clamp |  |  | CCX
2751 | 9 | 2 |  | CTAComponent | 5441352 | 1 | Release | Each | 1.0 | Joint Column |  |  | CCX
2752 | 9 | 1 |  | CTAComponent | 5449848 | 1 | Release | Each | 1.0 | Base Board |  |  | CCX
2753 | 8 | 1 |  | CTAComponent | 5492966 | 1 | Release | Each | 1.0 | Circlip for shaft-GB894.1-86 15 Series Fastener Drawing RoHS Compliant |  |  | CCX
2754 | 7 | 19 |  | CTAComponent | 5492717 | 1 | Release | Each | 1.0 | joint bracket |  |  | CCX
2755 | 7 | 17 |  | CTAComponent | 5492719 | 1 | Release | Each | 1.0 | Mechanical stopper for 90 degree |  |  | CCX
2756 | 7 | 18 |  | CTAComponent | 5492718 | 1 | Release | Each | 1.0 | Mechanical stopper for -30 degree |  |  | CCX
2757 | 7 | 16 |  | CTAComponent | 5437945 | 1 | Release | Each | 1.0 | slide board |  |  | CCX
2758 | 7 | 21 |  | CTAComponent | 1000-M12C025-07 | 1 | Release | Each | 3.0 | Hexagon Socket Head Cap Screw, M12-1.75, X25mm Long, Grade12.9 Steel, Black Oxide, RoHS Fastener | 20589-10948-03276 11060-M12C25KCSC4/912 A0996-1008900 | FASTENAL COMPANY ANIXTER BOSSARD | STM
2759 | 7 | 24 |  | CTAComponent | 1000-M6C016-04 | 4 | Release | Each | 6.0 | Hexagon Socket Head Cap Screw, M6-1, X16mm Long, Grade 8.8 Steel, Zinc Plated, RoHS Fastener | 20589-10948-03239 10487-1000-M6C016-04 24140-M6/16/SOHTCS/TC1D/DIN912 11060-M6C16KCSC9Z6/912 A0996-BN 4 M6 x 16mm CR6+FREE | FASTENAL COMPANY OHTA TR FORMAC DIV OF TR FASTENINGS ANIXTER BOSSARD | STM
2760 | 7 | 25 |  | CTAComponent | 1000-M8C016-04 | 3 | Release | Each | 17.0 | Hexagon Socket Head Cap Screw, M8-1.25, X16mm Long, Grade 8.8 Steel, Zinc Plated, RoHS Fastener | 11060-M8C16KCSC9Z6/912 20589-10948-04703 24140-M8/16/SOHTCS/TC1D/DIN912 10487-1000-M8C016-04 | ANIXTER FASTENAL COMPANY TR FORMAC DIV OF TR FASTENINGS OHTA | STM
2761 | 7 | 23 |  | CTAComponent | 1000-M5C025-04 | 3 | Release | Each | 2.0 | Hexagon Socket Head Cap Screw, M5-0.8, X25mm Long, Grade 8.8 Steel, Zinc Plated, RoHS Fastener | 11060-M5C25KCSC9Z6/912 25114-1000-M5C025-04 20589-11103214 10487-1000-M5C025-04 | ANIXTER TR FORMAC SHANGHAI PTE LTD FASTENAL COMPANY OHTA | STM
2762 | 7 | 22 |  | CTAComponent | 1000-M12C030-04 | 3 | Release | Each | 9.0 | Hexagon Socket Head Cap Screw, M12-1.75, X30mm Long, Grade 8.8 Steel, Zinc Plated, RoHS Fastener | 11060-M12C30KCSC9Z6/912 20589-10948-03247 24140-M12/30/HHSTBL/TC1D 10487-1000-M12C030-04 | ANIXTER FASTENAL COMPANY TR FORMAC DIV OF TR FASTENINGS OHTA | STM
2763 | 7 | 29 |  | CTAComponent | 2001-M6-03 | 2 | Release | Each | 4.0 | Large Flat Washer, ISO7093, M6, Steel 200HV, Zinc Plated, RoHS Fastener | 11060-M6NWFESTZ6/9021TH 20589-10948-03486 24140-M6/-/PWSTWA/TC1/ISO7093 | ANIXTER FASTENAL COMPANY TR FORMAC DIV OF TR FASTENINGS | STM
2764 | 7 | 27 |  | CTAComponent | C1213-M4C012-14 | 1 | Release | Each | 31.0 | GB_T 9074.8，M4x12mm，Grade 4.8 Steel，Zinc finish，RoHS Fastener | 25114-M4/12/PPSTPS/TC1/GB9074.8 | TR FORMAC SHANGHAI PTE LTD | HLE
2765 | 7 | 28 |  | CTAComponent | 2000-M12-03 | 1 | Release | Each | 3.0 | Flat Washer, ISO7089, M12, Steel 200HV, Zinc Plated, RoHS Fastener | 11060-M12NWSFSTZ6/125ATP 20589-10948-03460 | ANIXTER FASTENAL COMPANY | STM
2766 | 7 | 26 |  | CTAComponent | 1000-M8C065-04 | 1 | Release | Each | 1.0 | Hexagon Socket Head Cap Screw, M8-1.25, X65mm Long, Grade 8.8 Steel, Zinc Plated, RoHS Fastener | 10487-1000-M8C065-04 | OHTA | STM
2767 | 7 | 31 |  | CTAComponent | 2203-M12-07 | 3 | Release | Each | 3.0 | Curved Lock Washer, DIN 128A, M12, Spring Steel, Zinc Plated, RoHS Fastener | 20589-10948-04155 11060-M12NLOCSTMZT/128A | FASTENAL COMPANY ANIXTER | STM
2768 | 7 | 32 |  | CTAComponent | 2106-M5-14 | 1 | Release | Each | 2.0 | Spring Lock Washer with Flat Ends JIS B1251, M5, Spring Stainless Steel, Rohs Fastener | 24140-2106-M5-14 | TR FORMAC DIV OF TR FASTENINGS | STM
2769 | 7 | 33 |  | CTAComponent | 2203-M6-07 | 5 | Release | Each | 6.0 | Curved Lock Washer, DIN 128A, M6, Spring Steel, Zinc Plated, RoHS Fastener | 11060-M6NLOCSTZ6/128A A0996-BN 770 M6 CR6+FREE 24140-M6/-/SSSTWA/TC1D/DIN128A 20589-10948-04152 | ANIXTER BOSSARD TR FORMAC DIV OF TR FASTENINGS FASTENAL COMPANY | STM
2770 | 7 | 30 |  | CTAComponent | 2000-M8-03 | 2 | Release | Each | 1.0 | Flat Washer, ISO7089, M8, Steel 200HV, Zinc Plated, RoHS Fastener | 11060-M8NWSFSTZ6/125ATP 20589-10948-03458 25114-2000-M8-03 | ANIXTER FASTENAL COMPANY TR FORMAC SHANGHAI PTE LTD | STM
2771 | 7 | 37 |  | CTAComponent | C2106-M8-80 | 1 | Release | Each | 17.0 | GB_T 93，M8，Spring Steel，Black Oxide finish，RoHS Fastener | 25114-M8/-/SRSTWA/BO/GB93 | TR FORMAC SHANGHAI PTE LTD | HLE
2772 | 7 | 34 |  | CTAComponent | 2203-M8-07 | 3 | Release | Each | 1.0 | Curved Lock Washer, DIN 128A, M8, Spring Steel, Zinc Plated, RoHS Fastener | 20589-10948-04153 11060-M8NLOCSTMZT/128A | FASTENAL COMPANY ANIXTER | STM
2773 | 7 | 36 |  | CTAComponent | C2106-M12-02 | 1 | Release | Each | 7.0 | GB_T 93，M12，Spring Steel，Zinc finish，RoHS Fastener | 25114-M12/-/SRSTWA/TC1/GB93 | TR FORMAC SHANGHAI PTE LTD | HLE
2774 | 7 | 35 |  | CTAComponent | 5445416-2 | 1 | Release | Each | 1.0 | AVID PRODUCTS STEEL P-CLAMP or R-clamp DIA6.4, WIDE9.7, 19243-SCP-4-323-203 |  |  | HLE
2775 | 6 | 8 |  | CTAComponent | 5449179 | 1 | Release | Each | 2.0 | Roll adjust plate |  |  | CCX
2776 | 6 | 9 |  | CTAAssembly | 5436658 | 1 | Release | Each | 1.0 | Vertical bearing foot limiter |  |  | CCX
2777 | 7 | 1 |  | CTAComponent | 1040-M6C010-27 | 1 | Release | Each | 1.0 | Hexagon Set Screw with Cup Point, M6-1, X10mm Long, Grade 45H Steel, Black Oxide RoHS Fastener | 11060-M6C10KKCST/916 A0996-1032704 20589-10948-04201 | ANIXTER BOSSARD FASTENAL COMPANY | STM
2778 | 7 | 4 |  | CTAComponent | 5457968 | 1 | Release | Each | 1.0 | Vertical bearing foot limiter bracket |  |  | CCX
2779 | 7 | 3 |  | CTAComponent | 5455605 | 1 | Release | Each | 1.0 | CAM FOLLOWER CF18BUU IKO |  |  | CCX
2780 | 7 | 2 |  | CTAComponent | 5456958 | 1 | Release | Each | 1.0 | CAM FOLLOWER CFE18VBUUR IKO |  |  | CCX
2781 | 6 | 10 |  | CTAAssembly | 5498243 | 1 | Release | Each | 1.0 | Chain Connector |  |  | CCX
2782 | 7 | 2 |  | CTAComponent | 2000-M6-03 | 3 | Release | Each | 2.0 | Flat Washer, ISO7089, M6, Steel 200HV, Zinc Plated, RoHS Fastener | 20589-10948-03457 10487-2000-M6-03 11060-M6NWSFSTZ6/125ATP 24140-M6/-/PWSTWA/TC1/DIN125 | FASTENAL COMPANY OHTA ANIXTER TR FORMAC DIV OF TR FASTENINGS | STM
2783 | 7 | 3 |  | CTAComponent | C2106-M6-02 | 3 | Release | Each | 2.0 | Spring Lock Washer, M6, Zinc plated, Rohs Fastener | 24140-C2106-M6-02 | TR FORMAC DIV OF TR FASTENINGS | HLE
2784 | 7 | 1 |  | CTAComponent | 1000-M6C020-04 | 4 | Release | Each | 2.0 | Hexagon Socket Head Cap Screw, M6-1, X20mm Long, Grade 8.8 Steel, Zinc Plated, RoHS Fastener | 11060-M6C20KCSC9Z6/912 10487-1000-M6C020-04 24140-M6/20/SOHTCS/TC1D/DIN912 20589-10948-03240 A0996-BN 4 M6 x 20mm CR6+FREE | ANIXTER OHTA TR FORMAC DIV OF TR FASTENINGS FASTENAL COMPANY BOSSARD | STM
2785 | 7 | 5 |  | CTAComponent | 5436894 | 1 | Release | Each | 1.0 | Chain connector plate |  |  | CCX
2786 | 7 | 4 |  | CTAAssembly | 5498254 | 1 | Release | Each | 1.0 | Chain connector base |  |  | CCX
2787 | 8 | 2 |  | CTAComponent | 5491740 | 1 | Release | Each | 1.0 | Chain connector L shape frame |  |  | CCX
2788 | 8 | 1 |  | CTAComponent | 5491739 | 1 | Release | Each | 1.0 | Chain connector dentate plate |  |  | CCX
2789 | 6 | 6 |  | CTAComponent | 5492777 | 1 | Release | Each | 1.0 | limited board |  |  | CCX
2790 | 6 | 7 |  | CTAComponent | 5453943 | 1 | Release | Each | 4.0 | Roller shaft |  |  | CCX
2791 | 6 | 12 |  | CTAComponent | 5452029 | 1 | Release | Each | 1.0 | cover |  |  | CCX
2792 | 6 | 13 |  | CTAAssembly | 5452028 | 1 | Release | Each | 1.0 | Top Motor Assembly |  |  | CCX
2793 | 7 | 2 |  | CTAAssembly | 5456367 | 6 | Release | Each | 1.0 | Table TOP motor assembly |  |  | CCX
2794 | 8 | 2 |  | CTAComponent | 5456367-1 | 2 | Release | Each | 1.0 | Table TOP motor assembly-resistor and cable |  |  | HLE
2795 | 8 | 1 |  | CTAComponent | 5120418-1 | 2 | Release | Each | 1.0 | AC gear motor, 25W |  |  | HLE
2796 | 7 | 3 |  | CTAComponent | 5449646 | 1 | Release | Each | 1.0 | top gear |  |  | CCX
2797 | 7 | 1 |  | CTAComponent | 5445170 | 1 | Release | Each | 1.0 | motor board |  |  | CCX
2798 | 7 | 6 |  | CTAComponent | C1213-M3C010-14 | 1 | Release | Each | 2.0 | GB_T 9074.8，M3x10mm，Grade 4.8 Steel，Zinc finish，RoHS Fastener | 25114-M3/10/PPSTPS/TC1/GB9074.8 | TR FORMAC SHANGHAI PTE LTD | HLE
2799 | 7 | 4 |  | CTAComponent | C1213-M4C012-14 | 1 | Release | Each | 3.0 | GB_T 9074.8，M4x12mm，Grade 4.8 Steel，Zinc finish，RoHS Fastener | 25114-M4/12/PPSTPS/TC1/GB9074.8 | TR FORMAC SHANGHAI PTE LTD | HLE
2800 | 7 | 5 |  | CTAComponent | 1040-M5C008-27 | 2 | Release | Each | 2.0 | Hexagon Set Screw with Cup Point, M5-0.8, X8mm Long, Grade 45H Steel, Black Oxide RoHS Fastener | A0996-1032496 11060-M5C8KKCA1/916 20589-10948-04197 24140-M5/8/HSHTPC/BO1 | BOSSARD ANIXTER FASTENAL COMPANY TR FORMAC DIV OF TR FASTENINGS | STM
2801 | 6 | 11 |  | CTAAssembly | 5459999 | 1 | Release | Each | 1.0 | Back Sprocket Assembly |  |  | CCX
2802 | 7 | 1 |  | CTAComponent | 5462285 | 1 | Release | Each | 2.0 | Bearing NSK6005ZZ |  |  | CCX
2803 | 7 | 4 |  | CTAAssembly | 5446764 | 1 | Release | Each | 1.0 | bracket of head sprocket wheel |  |  | CCX
2804 | 8 | 1 |  | CTAComponent | 5453094 | 1 | Release | Each | 1.0 | Bracket 1 |  |  | CCX
2805 | 8 | 4 |  | CTAComponent | 5462483 | 1 | Release | Each | 1.0 | Bracket 4 |  |  | CCX
2806 | 8 | 3 |  | CTAComponent | 5436891 | 1 | Release | Each | 1.0 | Bracket 3 |  |  | CCX
2807 | 8 | 2 |  | CTAComponent | 5458708 | 1 | Release | Each | 1.0 | Bracket 2 |  |  | CCX
2808 | 7 | 3 |  | CTAComponent | 5445169 | 1 | Release | Each | 1.0 | Sprocket Wheel In Head End |  |  | CCX
2809 | 7 | 2 |  | CTAComponent | 5455376 | 1 | Release | Each | 1.0 | Circlip for shaft-GB894.1-86 25 Series Fastener Drawing RoHS Compliant |  |  | CCX
2810 | 7 | 6 |  | CTAComponent | 5453696 | 1 | Release | Each | 1.0 | washer circl |  |  | CCX
2811 | 7 | 5 |  | CTAComponent | 5451207 | 1 | Release | Each | 1.0 | shaft |  |  | CCX
2812 | 6 | 14 |  | CTAAssembly | 5461548 | 1 | Release | Each | 1.0 | PRESSING UNIT |  |  | CCX
2813 | 7 | 2 |  | CTAAssembly | 5492808 | 1 | Release | Each | 1.0 | bearing holder welding |  |  | CCX
2814 | 8 | 2 |  | CTAComponent | 5492809 | 1 | Release | Each | 1.0 | bearing holder 2 |  |  | CCX
2815 | 8 | 3 |  | CTAComponent | 5492810 | 1 | Release | Each | 1.0 | bearing holder 3 |  |  | CCX
2816 | 8 | 1 |  | CTAComponent | 5436660 | 1 | Release | Each | 1.0 | bear holder |  |  | CCX
2817 | 7 | 3 |  | CTAAssembly | 5492811 | 1 | Release | Each | 1.0 | guide unit |  |  | CCX
2818 | 8 | 3 |  | CTAComponent | 2000-M8-03 | 2 | Release | Each | 1.0 | Flat Washer, ISO7089, M8, Steel 200HV, Zinc Plated, RoHS Fastener | 11060-M8NWSFSTZ6/125ATP 20589-10948-03458 25114-2000-M8-03 | ANIXTER FASTENAL COMPANY TR FORMAC SHANGHAI PTE LTD | STM
2819 | 8 | 4 |  | CTAComponent | 2203-M8-07 | 3 | Release | Each | 1.0 | Curved Lock Washer, DIN 128A, M8, Spring Steel, Zinc Plated, RoHS Fastener | 20589-10948-04153 11060-M8NLOCSTMZT/128A | FASTENAL COMPANY ANIXTER | STM
2820 | 8 | 2 |  | CTAComponent | 5492812 | 1 | Release | Each | 1.0 | guide block |  |  | CCX
2821 | 8 | 5 |  | CTAComponent | 3000-M8C-04 | 1 | Release | Each | 1.0 | Hexagon Nut, ISO4032, M8-1.25, Grade 8 Steel, Zinc Plated, RoHS Fastener | 20589-10948-03689 11060-M8CNFHSTZ6/934 | FASTENAL COMPANY ANIXTER | STM
2822 | 8 | 1 |  | CTAComponent | 5445972 | 2 | Release | Each | 1.0 | Shaft |  |  | CCX
2823 | 7 | 1 |  | CTAComponent | 5455605 | 1 | Release | Each | 1.0 | CAM FOLLOWER CF18BUU IKO |  |  | CCX
2824 | 6 | 15 |  | CTAAssembly | 5457747 | 2 | Release | Each | 2.0 | bearing holder for top |  |  | CCX
2825 | 7 | 1 |  | CTAComponent | 5456398 | 1 | Release | Each | 1.0 | bear support |  |  | CCX
2826 | 7 | 4 |  | CTAComponent | 5438151 | 1 | Release | Each | 1.0 | CAM FOLLOWER CFE10BUUR IKO |  |  | CCX
2827 | 7 | 3 |  | CTAComponent | 5438725 | 1 | Release | Each | 1.0 | CAM FOLLOWER IKO CF12BUUR |  |  | CCX
2828 | 7 | 2 |  | CTAComponent | 1040-M5C008-27 | 2 | Release | Each | 2.0 | Hexagon Set Screw with Cup Point, M5-0.8, X8mm Long, Grade 45H Steel, Black Oxide RoHS Fastener | A0996-1032496 11060-M5C8KKCA1/916 20589-10948-04197 24140-M5/8/HSHTPC/BO1 | BOSSARD ANIXTER FASTENAL COMPANY TR FORMAC DIV OF TR FASTENINGS | STM
2829 | 6 | 16 |  | CTAAssembly | 5447589 | 1 | Release | Each | 2.0 | front switch assembly I |  |  | CCX
2830 | 7 | 1 |  | CTAComponent | 5445975 | 1 | Release | Each | 1.0 | switch support |  |  | CCX
2831 | 7 | 4 |  | CTAComponent | 5436678 | 1 | Release | Each | 1.0 | MICRO SWITCH |  |  | HLE
2832 | 7 | 5 |  | CTAComponent | 5445171 | 1 | Release | Each | 1.0 | thread hole board |  |  | CCX
2833 | 7 | 3 |  | CTAComponent | 5453710 | 2 | Release | Each | 1.0 | MICRO SWITCH |  |  | HLE
2834 | 7 | 2 |  | CTAComponent | 5442753 | 1 | Release | Each | 1.0 | insulation sheet |  |  | CCX
2835 | 7 | 6 |  | CTAComponent | 5450421 | 1 | Release | Each | 1.0 | through hole board |  |  | CCX
2836 | 6 | 18 |  | CTAAssembly | 5448395 | 1 | Release | Each | 1.0 | head switch assembly |  |  | CCX
2837 | 7 | 2 |  | CTAComponent | 5459257 | 1 | Release | Each | 1.0 | thread hole plate |  |  | CCX
2838 | 7 | 4 |  | CTAComponent | 5447590 | 1 | Release | Each | 1.0 | through hole plate |  |  | CCX
2839 | 7 | 3 |  | CTAComponent | 5460819 | 1 | Release | Each | 1.0 | insulation piece |  |  | CCX
2840 | 7 | 1 |  | CTAComponent | 5441937 | 1 | Release | Each | 1.0 | switch bracket |  |  | CCX
2841 | 7 | 6 |  | CTAComponent | C1213-M4C030-14 | 1 | Release | Each | 2.0 | GB_T 9074.8，M4x30mm，Grade 4.8 Steel，Zinc finish，RoHS Fastener | 25114-M4/30/PPSTPS/TC1/GB9074.8 | TR FORMAC SHANGHAI PTE LTD | HLE
2842 | 7 | 5 |  | CTAComponent | 5461564 | 2 | Release | Each | 1.0 | MICRO SWITCH |  |  | HLE
2843 | 6 | 17 |  | CTAAssembly | 5453698 | 1 | Release | Each | 1.0 | front switch assembly II |  |  | CCX
2844 | 7 | 2 |  | CTAComponent | 5442753 | 1 | Release | Each | 1.0 | insulation sheet |  |  | CCX
2845 | 7 | 3 |  | CTAComponent | 5445171 | 1 | Release | Each | 1.0 | thread hole board |  |  | CCX
2846 | 7 | 1 |  | CTAComponent | 5445975 | 1 | Release | Each | 1.0 | switch support |  |  | CCX
2847 | 7 | 5 |  | CTAComponent | 5436678 | 1 | Release | Each | 1.0 | MICRO SWITCH |  |  | HLE
2848 | 7 | 6 |  | CTAComponent | 5453710 | 2 | Release | Each | 1.0 | MICRO SWITCH |  |  | HLE
2849 | 7 | 4 |  | CTAComponent | 5450421 | 1 | Release | Each | 1.0 | through hole board |  |  | CCX
2850 | 6 | 19 |  | CTAAssembly | 5445976 | 1 | Release | Each | 1.0 | middle switch assembly |  |  | CCX
2851 | 7 | 1 |  | CTAComponent | 5441937 | 1 | Release | Each | 1.0 | switch bracket |  |  | CCX
2852 | 7 | 4 |  | CTAComponent | 5447590 | 1 | Release | Each | 1.0 | through hole plate |  |  | CCX
2853 | 7 | 6 |  | CTAComponent | C1213-M4C030-14 | 1 | Release | Each | 2.0 | GB_T 9074.8，M4x30mm，Grade 4.8 Steel，Zinc finish，RoHS Fastener | 25114-M4/30/PPSTPS/TC1/GB9074.8 | TR FORMAC SHANGHAI PTE LTD | HLE
2854 | 7 | 5 |  | CTAComponent | 5448409 | 2 | Release | Each | 1.0 | MICRO SWITCH |  |  | HLE
2855 | 7 | 3 |  | CTAComponent | 5460819 | 1 | Release | Each | 1.0 | insulation piece |  |  | CCX
2856 | 7 | 2 |  | CTAComponent | 5459257 | 1 | Release | Each | 1.0 | thread hole plate |  |  | CCX
2857 | 6 | 20 |  | CTAAssembly | 5457745 | 1 | Release | Each | 1.0 | foot switch assembly |  |  | CCX
2858 | 7 | 2 |  | CTAComponent | 5459257 | 1 | Release | Each | 1.0 | thread hole plate |  |  | CCX
2859 | 7 | 3 |  | CTAComponent | 5460819 | 1 | Release | Each | 1.0 | insulation piece |  |  | CCX
2860 | 7 | 1 |  | CTAComponent | 5441937 | 1 | Release | Each | 1.0 | switch bracket |  |  | CCX
2861 | 7 | 5 |  | CTAComponent | 5461564 | 2 | Release | Each | 1.0 | MICRO SWITCH |  |  | HLE
2862 | 7 | 6 |  | CTAComponent | C1213-M4C030-14 | 1 | Release | Each | 2.0 | GB_T 9074.8，M4x30mm，Grade 4.8 Steel，Zinc finish，RoHS Fastener | 25114-M4/30/PPSTPS/TC1/GB9074.8 | TR FORMAC SHANGHAI PTE LTD | HLE
2863 | 7 | 4 |  | CTAComponent | 5447590 | 1 | Release | Each | 1.0 | through hole plate |  |  | CCX
2864 | 6 | 25 |  | CTAAssembly | 5445974 | 1 | Release | Each | 1.0 | Bearing Support |  |  | CCX
2865 | 7 | 2 |  | CTAComponent | 5437174 | 1 | Release | Each | 1.0 | bearing NSK 1305 |  |  | CCX
2866 | 7 | 1 |  | CTAAssembly | 5450424 | 1 | Release | Each | 1.0 | Support Board welding |  |  | CCX
2867 | 8 | 2 |  | CTAComponent | 5492788 | 1 | Release | Each | 1.0 | joint column |  |  | CCX
2868 | 8 | 1 |  | CTAComponent | 5449187 | 1 | Release | Each | 1.0 | support board |  |  | CCX
2869 | 6 | 22 |  | CTAAssembly | 5447591 | 1 | Release | Each | 1.0 | rear switch assembly |  |  | CCX
2870 | 7 | 2 |  | CTAComponent | 5459257 | 1 | Release | Each | 1.0 | thread hole plate |  |  | CCX
2871 | 7 | 1 |  | CTAComponent | 5443540 | 1 | Release | Each | 1.0 | rear switch bracket |  |  | CCX
2872 | 7 | 7 |  | CTAComponent | C2106-M4-02 | 3 | Release | Each | 2.0 | Spring Lock Washer, M4, Zinc plated, Rohs Fastener | 24140-C2106-M4-02 | TR FORMAC DIV OF TR FASTENINGS | HLE
2873 | 7 | 6 |  | CTAComponent | 5448409 | 2 | Release | Each | 2.0 | MICRO SWITCH |  |  | HLE
2874 | 7 | 5 |  | CTAComponent | 2000-M4-03 | 3 | Release | Each | 2.0 | FLAT WASHER - NORMAL SERIES, ISO 7089, M4 CLASS 200H STEEL, ZINC PLATED RoHS FASTENER | 24140-M4/-/PWSTWA/TC1/DIN125 10487-2000-M4-03 A0996-BN 343 M4 CR6+FREE 24432-11103691 11060-M4NWSFSTZ6/125ATP | TR FORMAC DIV OF TR FASTENINGS OHTA BOSSARD FASTENAL ANIXTER | STM
2875 | 7 | 4 |  | CTAComponent | 1000-M4C050-04 | 2 | Release | Each | 2.0 | Hexagon Socket Head Cap Screw, M4-0.7, X50mm Long, Grade 8.8 Steel, Zinc Plated, RoHS Fastener | 11060-M4C50KCSC9Z6/912 20589-10948-04273 24140-1000-M4C050-04 | ANIXTER FASTENAL COMPANY TR FORMAC DIV OF TR FASTENINGS | STM
2876 | 7 | 3 |  | CTAComponent | 5460819 | 1 | Release | Each | 2.0 | insulation piece |  |  | CCX
2877 | 6 | 21 |  | CTAAssembly | 5441113 | 1 | Release | Each | 1.0 | MSW fitting assembly |  |  | CCX
2878 | 7 | 2 |  | CTAComponent | 5459257 | 1 | Release | Each | 2.0 | thread hole plate |  |  | CCX
2879 | 7 | 4 |  | CTAComponent | 5447590 | 1 | Release | Each | 2.0 | through hole plate |  |  | CCX
2880 | 7 | 3 |  | CTAComponent | 5460819 | 1 | Release | Each | 2.0 | insulation piece |  |  | CCX
2881 | 7 | 1 |  | CTAComponent | 5441938 | 1 | Release | Each | 2.0 | top switch bracket |  |  | CCX
2882 | 7 | 6 |  | CTAComponent | C1213-M4C030-14 | 1 | Release | Each | 4.0 | GB_T 9074.8，M4x30mm，Grade 4.8 Steel，Zinc finish，RoHS Fastener | 25114-M4/30/PPSTPS/TC1/GB9074.8 | TR FORMAC SHANGHAI PTE LTD | HLE
2883 | 7 | 5 |  | CTAComponent | 5448409 | 2 | Release | Each | 2.0 | MICRO SWITCH |  |  | HLE
2884 | 6 | 23 |  | CTAComponent | 5437175 | 1 | Release | Each | 1.0 | front switch cover |  |  | CCX
2885 | 6 | 24 |  | CTAAssembly | 5454529 | 1 | Release | Each | 1.0 | Driveing Unit of L Column Assembly |  |  | CCX
2886 | 7 | 1 |  | CTAComponent | T310-2199 | 0 | Release | Each | 1.0 | GEAR |  |  | HLE
2887 | 7 | 4 |  | CTAComponent | 1040-M5C012-27 | 1 | Release | Each | 4.0 | Hexagon Set Screw with Cup Point, M5-0.8, X12mm Long, Grade 45H Steel, Black Oxide RoHS Fastener | 11060-M5C12KKCA1/916 A0996-1032526 20589-10948-04199 | ANIXTER BOSSARD FASTENAL COMPANY | STM
2888 | 7 | 3 |  | CTAComponent | 5449186 | 1 | Release | Each | 1.0 | sprocket wheel of foot end |  |  | CCX
2889 | 7 | 2 |  | CTAComponent | 5443539 | 2 | Release | Each | 1.0 | V belt wheel |  |  | CCX
2890 | 6 | 30 |  | CTAComponent | 5452026 | 1 | Release | Each | 1.0 | Positionor swith actuator |  |  | CCX
2891 | 6 | 28 |  | CTAAssembly | 5444313 | 2 | Release | Each | 1.0 | Horizontal bearing foot limiter |  |  | CCX
2892 | 7 | 2 |  | CTAComponent | 5441344 | 1 | Release | Each | 1.0 | Bearing D35M16 |  |  | CCX
2893 | 7 | 1 |  | CTAComponent | 1040-M6C010-27 | 1 | Release | Each | 1.0 | Hexagon Set Screw with Cup Point, M6-1, X10mm Long, Grade 45H Steel, Black Oxide RoHS Fastener | 11060-M6C10KKCST/916 A0996-1032704 20589-10948-04201 | ANIXTER BOSSARD FASTENAL COMPANY | STM
2894 | 7 | 4 |  | CTAComponent | 5437397 | 1 | Release | Each | 1.0 | Horizontal bearing limiter bracket |  |  | CCX
2895 | 7 | 3 |  | CTAComponent | 5457964 | 1 | Release | Each | 1.0 | Eccentric bearing D35M16 |  |  | CCX
2896 | 6 | 27 |  | CTAComponent | 5456963 | 1 | Release | Each | 1.0 | rubber washer |  |  | CCX
2897 | 6 | 29 |  | CTAComponent | 5461549 | 2 | Release | Each | 1.0 | belt wheel |  |  | CCX
2898 | 6 | 26 |  | CTAAssembly | 5437170 | 2 | Release | Each | 1.0 | Horizontal bearing top limiter |  |  | CCX
2899 | 7 | 2 |  | CTAComponent | 5441344 | 1 | Release | Each | 1.0 | Bearing D35M16 |  |  | CCX
2900 | 7 | 3 |  | CTAComponent | 5457964 | 1 | Release | Each | 1.0 | Eccentric bearing D35M16 |  |  | CCX
2901 | 7 | 1 |  | CTAComponent | 1040-M6C010-27 | 1 | Release | Each | 1.0 | Hexagon Set Screw with Cup Point, M6-1, X10mm Long, Grade 45H Steel, Black Oxide RoHS Fastener | 11060-M6C10KKCST/916 A0996-1032704 20589-10948-04201 | ANIXTER BOSSARD FASTENAL COMPANY | STM
2902 | 7 | 4 |  | CTAComponent | 5437397 | 1 | Release | Each | 1.0 | Horizontal bearing limiter bracket |  |  | CCX
2903 | 6 | 32 |  | CTAComponent | 5462282 | 1 | Release | Each | 4.0 | CASTOR |  |  | CCX
2904 | 6 | 35 |  | CTAComponent | 1000-M12C025-04 | 2 | Release | Each | 2.0 | Hexagon Socket Head Cap Screw, M12-1.75, X25mm Long, Grade 8.8 Steel, Zinc Plated, RoHS Fastener | 20589-10948-03246 11060-M12C25KCSC9Z6/912 10487-1000-M12C025-04 | FASTENAL COMPANY ANIXTER OHTA | STM
2905 | 6 | 33 |  | CTAComponent | 5442752 | 1 | Release | Each | 1.0 | Chain_KANA |  |  | CCX
2906 | 6 | 34 |  | CTAComponent | 1000-M10C025-04 | 3 | Release | Each | 1.0 | Hexagon Socket Head Cap Screw, ISO 4762, M10-1.5, X25mm Long, Grade 8.8 Steel, Zinc Plated, RoHS Fastener | A0996-BN 4 M10-1.5 x 25mm CR6+ Free 20589-10948-04781 11060-M10C25KCSC9Z6/4762 10487-1000-M10C025-04 A0996-BN 4 M10 X 25mm CR6+ FREE | BOSSARD FASTENAL COMPANY ANIXTER OHTA BOSSARD | STM
2907 | 6 | 31 |  | CTAAssembly | 5492798 | 1 | Release | Each | 1.0 | rear switch I assembly |  |  | CCX
2908 | 7 | 1 |  | CTAComponent | 5492795 | 1 | Release | Each | 1.0 | rear switch bracket I |  |  | CCX
2909 | 7 | 3 |  | CTAComponent | 5448409 | 2 | Release | Each | 1.0 | MICRO SWITCH |  |  | HLE
2910 | 7 | 2 |  | CTAComponent | 5460819 | 1 | Release | Each | 1.0 | insulation piece |  |  | CCX
2911 | 7 | 4 |  | CTAComponent | 5459257 | 1 | Release | Each | 1.0 | thread hole plate |  |  | CCX
2912 | 7 | 5 |  | CTAComponent | 5447590 | 1 | Release | Each | 1.0 | through hole plate |  |  | CCX
2913 | 7 | 6 |  | CTAComponent | C1213-M4C030-14 | 1 | Release | Each | 2.0 | GB_T 9074.8，M4x30mm，Grade 4.8 Steel，Zinc finish，RoHS Fastener | 25114-M4/30/PPSTPS/TC1/GB9074.8 | TR FORMAC SHANGHAI PTE LTD | HLE
2914 | 6 | 36 |  | CTAComponent | 1000-M12C030-04 | 3 | Release | Each | 6.0 | Hexagon Socket Head Cap Screw, M12-1.75, X30mm Long, Grade 8.8 Steel, Zinc Plated, RoHS Fastener | 11060-M12C30KCSC9Z6/912 20589-10948-03247 24140-M12/30/HHSTBL/TC1D 10487-1000-M12C030-04 | ANIXTER FASTENAL COMPANY TR FORMAC DIV OF TR FASTENINGS OHTA | STM
2915 | 6 | 37 |  | CTAComponent | 1000-M12C040-04 | 2 | Release | Each | 4.0 | Hexagon Socket Head Cap Screw, M12-1.75, X40mm Long, Grade 8.8 Steel, Zinc Plated, RoHS Fastener | 11060-M12C40KCSC9Z6/912 20589-10948-03249 10487-1000-M12C040-04 | ANIXTER FASTENAL COMPANY OHTA | STM
2916 | 6 | 39 |  | CTAComponent | 1000-M14C040-04 | 5 | Release | Each | 2.0 | Hexagon Socket Head Cap Screw, ISO 4762, M14-2, X40mm Long, Grade 8.8 Steel, Zinc Plated, RoHS Fastener | 11060-M14C40KCSC9Z6/912 A0996-BN 4 M14 x 40mm CR6+FREE | ANIXTER BOSSARD | STM
2917 | 6 | 38 |  | CTAComponent | 1000-M12C070-04 | 2 | Release | Each | 2.0 | Hexagon Socket Head Cap Screw, M12-1.75, X70mm Long, Grade 8.8 Steel, Zinc Plated, RoHS Fastener | 11060-M12C70KCSC9Z6/912 20589-10948-03252 10487-1000-M12C070-04 | ANIXTER FASTENAL COMPANY OHTA | STM
2918 | 6 | 40 |  | CTAComponent | 1000-M12C050-04 | 2 | Release | Each | 2.0 | Hexagon Socket Head Cap Screw, M12-1.75, X50mm Long, Grade 8.8 Steel, Zinc Plated, RoHS Fastener | 20589-10948-03250 11060-M12C50KCSC9Z6/912 10487-1000-M12C050-04 | FASTENAL COMPANY ANIXTER OHTA | STM
2919 | 6 | 41 |  | CTAComponent | 1000-M5C012-04 | 5 | Release | Each | 4.0 | Hexagon Socket Head Cap Screw, M5-0.8, X12mm Long, Grade 8.8 Steel, Zinc Plated, RoHS Fastener | 11060-M5C12KCSC9Z6/912 10487-1000-M5C012-04 24140-M5/12/SOHTCS/TC1D/DIN912 20589-ZS2540012ZP0000 A0996-BN 3 M5x12mm CR6+FREE | ANIXTER OHTA TR FORMAC DIV OF TR FASTENINGS FASTENAL COMPANY BOSSARD | STM
2920 | 6 | 44 |  | CTAComponent | 1000-M8C020-04 | 2 | Release | Each | 4.0 | Hexagon Socket Head Cap Screw, M8-1.25, X20mm Long, Grade 8.8 Steel, Zinc Plated, RoHS Fastener | 11060-M8C20KCSC9Z6/912 20589-ZS2580020ZP0000 10487-1000-M8C020-04 | ANIXTER FASTENAL COMPANY OHTA | STM
2921 | 6 | 45 |  | CTAComponent | 1000-M8C030-04 | 3 | Release | Each | 6.0 | Hexagon Socket Head Cap Screw, M8-1.25, X30mm Long, Grade 8.8 Steel, Zinc Plated, RoHS Fastener | 11060-M8C30KCSC9Z6/912 20589-ZS2580030ZP0000 24140-M8/30/SOHTCS/TC1D/DIN912 10487-1000-M8C030-04 | ANIXTER FASTENAL COMPANY TR FORMAC DIV OF TR FASTENINGS OHTA | STM
2922 | 6 | 43 |  | CTAComponent | 1000-M6C025-04 | 5 | Release | Each | 4.0 | Hexagon Socket Head Cap Screw, M6-1, X25mm Long, Grade 8.8 Steel, Zinc Plated, RoHS Fastener | 11060-M6C25KCSC9Z6/912 10487-1000-M6C025-04 24140-M6/25/SOHTCS/TC1D/DIN912 20589-10948-03241 A0996-BN 3 M6x25mm CR6+FREE | ANIXTER OHTA TR FORMAC DIV OF TR FASTENINGS FASTENAL COMPANY BOSSARD | STM
2923 | 6 | 42 |  | CTAComponent | 1000-M6C016-04 | 4 | Release | Each | 1.0 | Hexagon Socket Head Cap Screw, M6-1, X16mm Long, Grade 8.8 Steel, Zinc Plated, RoHS Fastener | 20589-10948-03239 10487-1000-M6C016-04 24140-M6/16/SOHTCS/TC1D/DIN912 11060-M6C16KCSC9Z6/912 A0996-BN 4 M6 x 16mm CR6+FREE | FASTENAL COMPANY OHTA TR FORMAC DIV OF TR FASTENINGS ANIXTER BOSSARD | STM
2924 | 6 | 47 |  | CTAComponent | 1010-M4C006-14 | 2 | Release | Each | 16.0 | Phillips Flat Head Screw, ISO 7046, M4-0.7, X6mm Long, Grade 4.8 Steel, Zinc Plated, RoHS Fastener | 11060-M4C6MXFSTZ6/965A A0996-BN 388 M4-0.7 x 6mm CR6+FREE 12217-25030-109 | ANIXTER BOSSARD MIDWEST PRODUCTS & ENGINEERING | STM
2925 | 6 | 46 |  | CTAComponent | 1006-M8C025-04 | 2 | Release | Each | 4.0 | Hexagon Head Screw, ISO 4017, M8-1.25, X25mm Long, Grade 8.8 Steel, Zinc Plated, RoHS Fastener | 20589-10948-03862 11060-M8C25HCSC9Z6/933 A0996-BN 56 M8 x 25mm CR6+FREE 24140-M8/25/HHHTMC/TC1/GB5783 | FASTENAL COMPANY ANIXTER BOSSARD TR FORMAC DIV OF TR FASTENINGS | STM
2926 | 6 | 50 |  | CTAComponent | C1213-M4C012-14 | 1 | Release | Each | 49.0 | GB_T 9074.8，M4x12mm，Grade 4.8 Steel，Zinc finish，RoHS Fastener | 25114-M4/12/PPSTPS/TC1/GB9074.8 | TR FORMAC SHANGHAI PTE LTD | HLE
2927 | 6 | 48 |  | CTAComponent | C2106-M12-02 | 1 | Release | Each | 2.0 | GB_T 93，M12，Spring Steel，Zinc finish，RoHS Fastener | 25114-M12/-/SRSTWA/TC1/GB93 | TR FORMAC SHANGHAI PTE LTD | HLE
2928 | 6 | 49 |  | CTAComponent | 1040-M5C008-27 | 2 | Release | Each | 1.0 | Hexagon Set Screw with Cup Point, M5-0.8, X8mm Long, Grade 45H Steel, Black Oxide RoHS Fastener | A0996-1032496 11060-M5C8KKCA1/916 20589-10948-04197 24140-M5/8/HSHTPC/BO1 | BOSSARD ANIXTER FASTENAL COMPANY TR FORMAC DIV OF TR FASTENINGS | STM
2929 | 6 | 52 |  | CTAComponent | 2000-M12-03 | 1 | Release | Each | 12.0 | Flat Washer, ISO7089, M12, Steel 200HV, Zinc Plated, RoHS Fastener | 11060-M12NWSFSTZ6/125ATP 20589-10948-03460 | ANIXTER FASTENAL COMPANY | STM
2930 | 6 | 51 |  | CTAComponent | 2000-M10-03 | 2 | Release | Each | 1.0 | Flat Washer, ISO7089, M10, Steel 200HV, Zinc Plated, RoHS Fastener | 20589-10948-03459 11060-M10NWSFSTZ6/125ATP 10487-2000-M10-03 | FASTENAL COMPANY ANIXTER OHTA | STM
2931 | 6 | 56 |  | CTAComponent | 2000-M8-03 | 2 | Release | Each | 12.0 | Flat Washer, ISO7089, M8, Steel 200HV, Zinc Plated, RoHS Fastener | 11060-M8NWSFSTZ6/125ATP 20589-10948-03458 25114-2000-M8-03 | ANIXTER FASTENAL COMPANY TR FORMAC SHANGHAI PTE LTD | STM
2932 | 6 | 54 |  | CTAComponent | 2000-M5-03 | 5 | Release | Each | 4.0 | Flat Washer, ISO7089, M5, Steel 200HV, Zinc Plated, RoHS Fastener | A0996-BN343-M5 CR3 11060-M5NWSFSTZ6/125ATP 20589-10948-03456 24140-M5/-/PWSTWA/TC1/DIN125 10487-7130111-5 | BOSSARD ANIXTER FASTENAL COMPANY TR FORMAC DIV OF TR FASTENINGS OHTA | STM
2933 | 6 | 55 |  | CTAComponent | 2000-M6-03 | 3 | Release | Each | 1.0 | Flat Washer, ISO7089, M6, Steel 200HV, Zinc Plated, RoHS Fastener | 20589-10948-03457 10487-2000-M6-03 11060-M6NWSFSTZ6/125ATP 24140-M6/-/PWSTWA/TC1/DIN125 | FASTENAL COMPANY OHTA ANIXTER TR FORMAC DIV OF TR FASTENINGS | STM
2934 | 6 | 53 |  | CTAComponent | 2000-M14-03 | 1 | Release | Each | 2.0 | Flat Washer, ISO7089, M14, Steel 200HV, Zinc Plated, RoHS Fastener | 11060-M14NWSFSTZ6/125ATH 20589-10948-04410 | ANIXTER FASTENAL COMPANY | STM
2935 | 6 | 57 |  | CTAComponent | 2203-M10-07 | 2 | Release | Each | 1.0 | Curved Lock Washer, DIN 128A, M10, Spring Steel, Zinc Plated, RoHS Fastener | 20589-10948-04154 11060-M10NLOCSTZ6/128A | FASTENAL COMPANY ANIXTER | STM
2936 | 6 | 60 |  | CTAComponent | 2106-M5-14 | 1 | Release | Each | 4.0 | Spring Lock Washer with Flat Ends JIS B1251, M5, Spring Stainless Steel, Rohs Fastener | 24140-2106-M5-14 | TR FORMAC DIV OF TR FASTENINGS | STM
2937 | 6 | 59 |  | CTAComponent | 2203-M14-07 | 2 | Release | Each | 2.0 | Curved Lock Washer, DIN 128A, M14, Spring Steel, Zinc Plated, RoHS Fastener | 20589-10948-04414 11060-M14NLOCSTZ6/128A | FASTENAL COMPANY ANIXTER | STM
2938 | 6 | 61 |  | CTAComponent | 2203-M6-07 | 5 | Release | Each | 5.0 | Curved Lock Washer, DIN 128A, M6, Spring Steel, Zinc Plated, RoHS Fastener | 11060-M6NLOCSTZ6/128A A0996-BN 770 M6 CR6+FREE 24140-M6/-/SSSTWA/TC1D/DIN128A 20589-10948-04152 | ANIXTER BOSSARD TR FORMAC DIV OF TR FASTENINGS FASTENAL COMPANY | STM
2939 | 6 | 58 |  | CTAComponent | 2203-M12-07 | 3 | Release | Each | 12.0 | Curved Lock Washer, DIN 128A, M12, Spring Steel, Zinc Plated, RoHS Fastener | 20589-10948-04155 11060-M12NLOCSTMZT/128A | FASTENAL COMPANY ANIXTER | STM
2940 | 6 | 63 |  | CTAComponent | 3000-M12C-04 | 3 | Release | Each | 2.0 | Hexagon Nut, ISO4032, M12-1.75, Grade 8 Steel, Zinc Plated, RoHS Fastener | 20589-10948-03691 11060-M12CNFHC7Z6/4032 | FASTENAL COMPANY ANIXTER | STM
2941 | 6 | 62 |  | CTAComponent | 2203-M8-07 | 3 | Release | Each | 8.0 | Curved Lock Washer, DIN 128A, M8, Spring Steel, Zinc Plated, RoHS Fastener | 20589-10948-04153 11060-M8NLOCSTMZT/128A | FASTENAL COMPANY ANIXTER | STM
2942 | 6 | 67 |  | CTAComponent | 5440269 | 1 | Release | Each | 1.0 | Rubber Protector |  |  | HLE
2943 | 6 | 68 |  | CTAComponent | 5440286 | 2 | Release | Each | 2.0 | terminal board |  |  | CCX
2944 | 6 | 65 |  | CTAComponent | 4001-M5L020-30 | 2 | Release | Each | 8.0 | Spring Pin, ISO 8752, 5mm Diameter X 20mm Long, Stainless Steel, RoHS Fastener | 11060-M5R20PRPSJ/1481 A0996-BN 337 M5 x 20mm CR6 + Free 20589-O131809 | ANIXTER BOSSARD FASTENAL COMPANY | STM
2945 | 6 | 64 |  | CTAComponent | 3000-M8C-04 | 1 | Release | Each | 6.0 | Hexagon Nut, ISO4032, M8-1.25, Grade 8 Steel, Zinc Plated, RoHS Fastener | 20589-10948-03689 11060-M8CNFHSTZ6/934 | FASTENAL COMPANY ANIXTER | STM
2946 | 6 | 66 |  | CTAComponent | 5492776 | 2 | Release | Each | 4.0 | wedge anchor |  |  | CCX
2947 | 6 | 70 |  | CTAComponent | 5445416-3 | 1 | Release | Each | 1.0 | AVID PRODUCTS STEEL P-CLAMP or R-clamp DIA7.9, WIDE9.7,19243 SCP-5-323-203 |  |  | HLE
2948 | 6 | 69 |  | CTAComponent | 5445416-2 | 1 | Release | Each | 1.0 | AVID PRODUCTS STEEL P-CLAMP or R-clamp DIA6.4, WIDE9.7, 19243-SCP-4-323-203 |  |  | HLE
2949 | 6 | 75 |  | CTAComponent | 5457946 | 1 | Release | Each | 16.0 | RICHCO FTH-7A1-RT FLAT TIE HOLDER 25.4x25.4x7.1mm, ACCOMODATES 5x2mm |  |  | HLE
2950 | 6 | 73 |  | CTAComponent | 5456441 | 1 | Release | Each | 2.0 | KANG YANG nylon Cable Clamp P-Clamp CC-1S width9.2mm, bolt hole5.4mm, Dia3.2mm |  |  | HLE
2951 | 6 | 74 |  | CTAComponent | 5456441-1 | 1 | Release | Each | 6.0 | KANG YANG nylon Cable Clamp P-Clamp CC-3 width9.3mm,bolt hole5mm,Dia6.2mm |  |  | HLE
2952 | 6 | 72 |  | CTAComponent | 5451206 | 2 | Release | Each | 1.0 | 750W Motor |  |  | HLE
2953 | 6 | 71 |  | CTAComponent | 5445973 | 1 | Release | Each | 2.0 | MITSUBOSHI M-31 |  |  | HLE
2954 | 6 | 81 |  | CTAComponent | 1000-M8C030-07 | 2 | Release | Each | 8.0 | Hexagon Socket Head Cap Screw, M8-1.25, X30mm Long, Grade12.9 Steel, Black Oxide, RoHS Fastener | A0996-1008013 20589-39589 11060-M8C30KCSC4/912 | BOSSARD FASTENAL COMPANY ANIXTER | STM
2955 | 6 | 78 |  | CTAComponent | 5492775 | 1 | Release | Each | 2.0 | baffle pipe |  |  | CCX
2956 | 6 | 79 |  | CTAComponent | 5492779 | 1 | Release | Each | 2.0 | press sheet |  |  | CCX
2957 | 6 | 76 |  | CTAComponent | 5455376 | 1 | Release | Each | 1.0 | Circlip for shaft-GB894.1-86 25 Series Fastener Drawing RoHS Compliant |  |  | CCX
2958 | 6 | 82 |  | CTAComponent | 2001-M6-03 | 2 | Release | Each | 4.0 | Large Flat Washer, ISO7093, M6, Steel 200HV, Zinc Plated, RoHS Fastener | 11060-M6NWFESTZ6/9021TH 20589-10948-03486 24140-M6/-/PWSTWA/TC1/ISO7093 | ANIXTER FASTENAL COMPANY TR FORMAC DIV OF TR FASTENINGS | STM
2959 | 6 | 77 |  | CTAComponent | C2106-M8-80 | 1 | Release | Each | 12.0 | GB_T 93，M8，Spring Steel，Black Oxide finish，RoHS Fastener | 25114-M8/-/SRSTWA/BO/GB93 | TR FORMAC SHANGHAI PTE LTD | HLE
2960 | 6 | 80 |  | CTAComponent | 5492781 | 1 | Release | Each | 1.0 | washer sheet |  |  | CCX
2961 | 5 | 23 |  | CTAComponent | 1000-M8C016-04 | 3 | Release | Each | 4.0 | Hexagon Socket Head Cap Screw, M8-1.25, X16mm Long, Grade 8.8 Steel, Zinc Plated, RoHS Fastener | 11060-M8C16KCSC9Z6/912 20589-10948-04703 24140-M8/16/SOHTCS/TC1D/DIN912 10487-1000-M8C016-04 | ANIXTER FASTENAL COMPANY TR FORMAC DIV OF TR FASTENINGS OHTA | STM
2962 | 5 | 14 |  | CTAComponent | 5449644 | 3 | Release | Each | 1.0 | Foot_down Cover |  |  | CCX
2963 | 5 | 15 |  | CTAComponent | 5446769 | 1 | Release | Each | 1.0 | Chain Cover |  |  | HLE
2964 | 5 | 17 |  | CTAAssembly | 5452890 | 4 | Release | Each | 1.0 | Table top assembly |  |  | CCX
2965 | 6 | 4 |  | CTAAssembly | 5447602 | 2 | Release | Each | 1.0 | Front AL profile assembly |  |  | CCX
2966 | 7 | 1 |  | CTAComponent | 5442990 | 1 | Release | Each | 1.0 | Front protect plate fixing plate |  |  | CCX
2967 | 7 | 4 |  | CTAComponent | 1010-M4C010-14 | 2 | Release | Each | 10.0 | Phillips Flat Head Screw, ISO 7046, M4-0.7, X10mm Long, Grade 4.8 Steel, Zinc Plated, RoHS Fastener | 20589-10948-03508 11060-M4C10MXFSTZ6/965A 24140-M4/10/KPSTMC/TC1/DIN965 | FASTENAL COMPANY ANIXTER TR FORMAC DIV OF TR FASTENINGS | STM
2968 | 7 | 3 |  | CTAComponent | 5452276 | 1 | Release | Each | 1.0 | Front AL profile |  |  | CCX
2969 | 7 | 2 |  | CTAComponent | 5441358 | 1 | Release | Each | 1.0 | Front polythene protecting plate |  |  | CCX
2970 | 6 | 6 |  | CTAAssembly | 5449395 | 1 | Release | Each | 1.0 | Table top driving rack assembly |  |  | CCX
2971 | 7 | 2 |  | CTAComponent | 5436899 | 1 | Release | Each | 1.0 | Table top driving rack |  |  | CCX
2972 | 7 | 3 |  | CTAComponent | 1000-M4C010-04 | 5 | Release | Each | 2.0 | Hexagon Socket Head Cap Screw, ISO 4762, M4-0.7, X10mm Long, Grade 8.8 Steel, Zinc Plated, RoHS Fastener | 11060-M4C10KCSC9Z6/912 10487-1000-M4C010-04 20589-10948-03231 24140-M4/10/SOHTCS/TC1D/DIN912 A0996-BN 4 M4 X 10mm CR6+FREE | ANIXTER OHTA FASTENAL COMPANY TR FORMAC DIV OF TR FASTENINGS BOSSARD | STM
2973 | 7 | 1 |  | CTAComponent | 5446209 | 1 | Release | Each | 1.0 | Table top driving rack fix plate |  |  | CCX
2974 | 6 | 7 |  | CTAComponent | 5438955 | 1 | Release | Each | 1.0 | Travel switch plate |  |  | CCX
2975 | 6 | 3 |  | CTAAssembly | 5453709 | 2 | Release | Each | 1.0 | Rear AL profile assembly |  |  | CCX
2976 | 7 | 1 |  | CTAComponent | 5438182 | 1 | Release | Each | 1.0 | Rear AL profile |  |  | CCX
2977 | 7 | 4 |  | CTAComponent | 5461779 | 1 | Release | Each | 1.0 | Rear protect plate fixing plate |  |  | CCX
2978 | 7 | 6 |  | CTAComponent | 1010-M4C012-14 | 2 | Release | Each | 9.0 | Phillips Flat Head Screw, ISO 7046, M4-0.7, X12mm Long, Grade 4.8 Steel, Zinc Plated, RoHS Fastener | 11060-M4C12MXFSTZ6/965A 20589-10948-03509 24140-M4/12/KPSTMC/TC1/DIN965 | ANIXTER FASTENAL COMPANY TR FORMAC DIV OF TR FASTENINGS | STM
2979 | 7 | 5 |  | CTAComponent | 1010-M4C008-14 | 1 | Release | Each | 7.0 | Phillips Flat Head Screw, ISO 7046, M4-0.7, X8mm Long, Grade 4.8 Steel, Zinc Plated, RoHS Fastener | 20589-10948-03507 11060-M4C8MXFSTZ6/965A | FASTENAL COMPANY ANIXTER | STM
2980 | 7 | 3 |  | CTAComponent | 5439747 | 1 | Release | Each | 1.0 | Rear polythene protecting plate |  |  | CCX
2981 | 7 | 2 |  | CTAAssembly | 5497426 | 1 | Release | Each | 1.0 | Protect plate support bracket |  |  | CCX
2982 | 8 | 2 |  | CTAComponent | 5450653 | 1 | Release | Each | 1.0 | Protect plate thicken plate |  |  | CCX
2983 | 8 | 1 |  | CTAComponent | 5497427 | 1 | Release | Each | 1.0 | Protect plate |  |  | CCX
2984 | 6 | 1 |  | CTAAssembly | 5453708 | 1 | Release | Each | 1.0 | Tabletop main frame assembly |  |  | CCX
2985 | 7 | 2 |  | CTAAssembly | 5461778 | 1 | Release | Each | 1.0 | Right support beam assembly |  |  | CCX
2986 | 8 | 2 |  | CTAComponent | 5441359 | 1 | Release | Each | 1.0 | Right beam extend plate |  |  | CCX
2987 | 8 | 3 |  | CTAAssembly | 5450654 | 1 | Release | Each | 1.0 | Driving rack fix bracket |  |  | CCX
2988 | 9 | 2 |  | CTAComponent | 5497436 | 1 | Release | Each | 1.0 | Right side plate |  |  | CCX
2989 | 9 | 3 |  | CTAComponent | 5497437 | 1 | Release | Each | 1.0 | Left side plate |  |  | CCX
2990 | 9 | 1 |  | CTAComponent | 5497435 | 1 | Release | Each | 1.0 | U shape plate |  |  | CCX
2991 | 8 | 1 |  | CTAComponent | 5461780 | 1 | Release | Each | 1.0 | Right support beam main frame |  |  | CCX
2992 | 8 | 5 |  | CTAComponent | 5451435 | 1 | Release | Each | 1.0 | Right beam rail support plate |  |  | CCX
2993 | 8 | 6 |  | CTAComponent | 5461027 | 1 | Release | Each | 2.0 | M5x16L machine pressure riveting screw |  |  | CCX
2994 | 8 | 4 |  | CTAComponent | 5439748 | 1 | Release | Each | 1.0 | Right beam top plate |  |  | CCX
2995 | 7 | 3 |  | CTAAssembly | 5445408 | 1 | Release | Each | 1.0 | Left support beam assembly |  |  | CCX
2996 | 8 | 2 |  | CTAComponent | 5442182 | 1 | Release | Each | 1.0 | Left beam front cover plate |  |  | CCX
2997 | 8 | 4 |  | CTAComponent | 5440511 | 1 | Release | Each | 1.0 | Left beam rear cover plate |  |  | CCX
2998 | 8 | 3 |  | CTAComponent | 5453105 | 1 | Release | Each | 1.0 | Left beam right cover |  |  | CCX
2999 | 8 | 1 |  | CTAComponent | 5446210 | 1 | Release | Each | 1.0 | Left beam main frame |  |  | CCX
3000 | 7 | 1 |  | CTAComponent | 5439746 | 1 | Release | Each | 2.0 | Front support beam |  |  | CCX
3001 | 7 | 5 |  | CTAComponent | 5449396 | 1 | Release | Each | 1.0 | Left beam support plate |  |  | CCX
3002 | 7 | 6 |  | CTAComponent | 5444567 | 1 | Release | Each | 1.0 | Left beam rail |  |  | CCX
3003 | 7 | 4 |  | CTAComponent | 5457975 | 1 | Release | Each | 2.0 | Carbon fiber board support plate |  |  | CCX
3004 | 7 | 7 |  | CTAComponent | 1000-M5C016-04 | 5 | Release | Each | 6.0 | Hexagon Socket Head Cap Screw, M5-0.8, X16mm Long, Grade 8.8 Steel, Zinc Plated, RoHS Fastener | 11060-M5C16KCSC9Z6/912 24140-M5/16/SOHTCS/TC1D/DIN912 10487-1000-M5C016-04 20589-ZS2540016ZP0000 A0996-BN 4 M5 x 16mm CR6+FREE | ANIXTER TR FORMAC DIV OF TR FASTENINGS OHTA FASTENAL COMPANY BOSSARD | STM
3005 | 7 | 8 |  | CTAComponent | 2106-M5-14 | 1 | Release | Each | 6.0 | Spring Lock Washer with Flat Ends JIS B1251, M5, Spring Stainless Steel, Rohs Fastener | 24140-2106-M5-14 | TR FORMAC DIV OF TR FASTENINGS | STM
3006 | 6 | 8 |  | CTAComponent | 5491722 | 1 | Release | Each | 1.0 | linear guide right protect plate |  |  | CCX
3007 | 6 | 2 |  | CTAComponent | 5460826 | 1 | Release | Each | 1.0 | Carbon fiber board |  |  | CCX
3008 | 6 | 12 |  | CTAComponent | 1000-M5C016-04 | 5 | Release | Each | 4.0 | Hexagon Socket Head Cap Screw, M5-0.8, X16mm Long, Grade 8.8 Steel, Zinc Plated, RoHS Fastener | 11060-M5C16KCSC9Z6/912 24140-M5/16/SOHTCS/TC1D/DIN912 10487-1000-M5C016-04 20589-ZS2540016ZP0000 A0996-BN 4 M5 x 16mm CR6+FREE | ANIXTER TR FORMAC DIV OF TR FASTENINGS OHTA FASTENAL COMPANY BOSSARD | STM
3009 | 6 | 13 |  | CTAComponent | 2000-M5-02 | 3 | Release | Each | 6.0 | Flat Washer, ISO7089, M5, Steel 140HV, Zinc Plated, RoHS Fastener | 11060-M5NWSFSTZ6/125A A0996-BN715 M5 CR6 Free 24140-M5/-/PWSTWA/TC1 20589-10948-03440 | ANIXTER BOSSARD TR FORMAC DIV OF TR FASTENINGS FASTENAL COMPANY | STM
3010 | 6 | 16 |  | CTAComponent | 1010-M4C012-14 | 2 | Release | Each | 15.0 | Phillips Flat Head Screw, ISO 7046, M4-0.7, X12mm Long, Grade 4.8 Steel, Zinc Plated, RoHS Fastener | 11060-M4C12MXFSTZ6/965A 20589-10948-03509 24140-M4/12/KPSTMC/TC1/DIN965 | ANIXTER FASTENAL COMPANY TR FORMAC DIV OF TR FASTENINGS | STM
3011 | 6 | 17 |  | CTAComponent | 1010-M4C008-14 | 1 | Release | Each | 6.0 | Phillips Flat Head Screw, ISO 7046, M4-0.7, X8mm Long, Grade 4.8 Steel, Zinc Plated, RoHS Fastener | 20589-10948-03507 11060-M4C8MXFSTZ6/965A | FASTENAL COMPANY ANIXTER | STM
3012 | 6 | 9 |  | CTAComponent | 1000-M8C025-04 | 3 | Release | Each | 8.0 | Hexagon Socket Head Cap Screw, M8-1.25, X25mm Long, Grade 8.8 Steel, Zinc Plated, RoHS Fastener | 11060-M8C25KCSC9Z6/912 20589-ZS2580025ZP0000 24140-M8/25/SOHTCS/TC1D/DIN912 10487-1000-M8C025-04 | ANIXTER FASTENAL COMPANY TR FORMAC DIV OF TR FASTENINGS OHTA | STM
3013 | 6 | 15 |  | CTAComponent | 3000-M5C-04 | 4 | Release | Each | 2.0 | Hexagon Nut, ISO4032, M5-0.8, Grade 8 Steel, Zinc Plated, RoHS Fastener | 20589-10948-03687 A0996-BN117 M5 CR6+FREE 24140-M5/-/HFH8-/TC1D/DIN934 11060-M5CNFHSTZ6/934 | FASTENAL COMPANY BOSSARD TR FORMAC DIV OF TR FASTENINGS ANIXTER | STM
3014 | 6 | 19 |  | CTAComponent | 5491724 | 1 | Release | Each | 1.0 | linear guide left protect plate |  |  | CCX
3015 | 6 | 14 |  | CTAComponent | 2106-M5-05 | 1 | Release | Each | 6.0 | SPRING LOCK WASHER WITH FLAT ENDS, JIS B 1251, M5 STEEL, ZINC PLATED RoHS FASTENER | A0996-BN 760 M5 CR6+FREE 24432-10948-06353 24140-M5/SPSTWA/TC1D/JIS B1251 | BOSSARD FASTENAL TR FORMAC DIV OF TR FASTENINGS | STM
3016 | 6 | 10 |  | CTAComponent | 2000-M8-02 | 2 | Release | Each | 8.0 | Flat Washer, ISO7089, M8, Steel 140HV, Zinc Plated, RoHS Fastener | 20589-10948-03442 11060-M8NWSFSTZ6/125A A0996-BN715 M8 CR6 Free 24140-M8/-/PWSTWA/TC1 | FASTENAL COMPANY ANIXTER BOSSARD TR FORMAC DIV OF TR FASTENINGS | STM
3017 | 6 | 11 |  | CTAComponent | C2106-M8-80 | 1 | Release | Each | 8.0 | GB_T 93，M8，Spring Steel，Black Oxide finish，RoHS Fastener | 25114-M8/-/SRSTWA/BO/GB93 | TR FORMAC SHANGHAI PTE LTD | HLE
3018 | 6 | 18 |  | CTAComponent | 5492900 | 1 | Release | Each | 24.0 | M4-12L_GB822 |  |  | CCX
3019 | 5 | 18 |  | CTAAssembly | 5457759 | 6 | Release | Each | 1.0 | Tube column assembly |  |  | CCX
3020 | 6 | 1 |  | CTAAssembly | 5460017 | 1 | Release | Each | 1.0 | Column ASM |  |  | CCX
3021 | 7 | 2 |  | CTAComponent | 5440476 | 1 | Release | Each | 1.0 | Rack |  |  | CCX
3022 | 7 | 3 |  | CTAComponent | 5458681 | 1 | Release | Each | 4.0 | Nut column A |  |  | CCX
3023 | 7 | 1 |  | CTAAssembly | 5450622 | 1 | Release | Each | 1.0 | Column |  |  | CCX
3024 | 8 | 2 |  | CTAComponent | 5458680 | 1 | Release | Each | 1.0 | Back plate |  |  | CCX
3025 | 8 | 4 |  | CTAComponent | 5442944 | 1 | Release | Each | 1.0 | Reinforce plate A |  |  | CCX
3026 | 8 | 3 |  | CTAComponent | 5462454 | 1 | Release | Each | 1.0 | Baseplate |  |  | CCX
3027 | 8 | 1 |  | CTAComponent | 5460984 | 1 | Release | Each | 1.0 | U plate |  |  | CCX
3028 | 8 | 10 |  | CTAComponent | 5461743 | 1 | Release | Each | 2.0 | Steel rod |  |  | CCX
3029 | 8 | 9 |  | CTAComponent | 5453068 | 1 | Release | Each | 1.0 | Plate |  |  | CCX
3030 | 8 | 6 |  | CTAComponent | 5443728 | 1 | Release | Each | 1.0 | Reinforce plate C |  |  | CCX
3031 | 8 | 8 |  | CTAComponent | 5449358 | 1 | Release | Each | 1.0 | Reinforce plate E |  |  | CCX
3032 | 8 | 7 |  | CTAComponent | 5457928 | 1 | Release | Each | 1.0 | Reinforce plate D |  |  | CCX
3033 | 8 | 5 |  | CTAComponent | 5440475 | 1 | Release | Each | 1.0 | Reinforce plate B |  |  | CCX
3034 | 8 | 12 |  | CTAComponent | 5494238 | 1 | Release | Each | 2.0 | Limited block |  |  | CCX
3035 | 8 | 13 |  | CTAComponent | 1000-M4C008-04 | 6 | Release | Each | 2.0 | Hexagon Socket Head Cap Screw, ISO 4762, M4-0.7, X8mm Long, Grade 8.8 Steel, Zinc Plated, RoHS Fastener | 20589-10948-03230 11060-M4C8KCSC9Z6/912 10487-1000-M4C008-04 A0996-BN 4 M4 X 8mm CR6+FRE 24140-M4/8/SOHTCS/TC1D/ISO4762 | FASTENAL COMPANY ANIXTER OHTA BOSSARD TR FORMAC DIV OF TR FASTENINGS | STM
3036 | 8 | 11 |  | CTAComponent | 5494237 | 1 | Release | Each | 8.0 | Reinforce column |  |  | CCX
3037 | 7 | 6 |  | CTAComponent | 1000-M5C016-04 | 5 | Release | Each | 30.0 | Hexagon Socket Head Cap Screw, M5-0.8, X16mm Long, Grade 8.8 Steel, Zinc Plated, RoHS Fastener | 11060-M5C16KCSC9Z6/912 24140-M5/16/SOHTCS/TC1D/DIN912 10487-1000-M5C016-04 20589-ZS2540016ZP0000 A0996-BN 4 M5 x 16mm CR6+FREE | ANIXTER TR FORMAC DIV OF TR FASTENINGS OHTA FASTENAL COMPANY BOSSARD | STM
3038 | 7 | 5 |  | CTAComponent | 5454546 | 1 | Release | Each | 2.0 | Linear Guides |  |  | CCX
3039 | 7 | 9 |  | CTAComponent | 2106-M5-14 | 1 | Release | Each | 34.0 | Spring Lock Washer with Flat Ends JIS B1251, M5, Spring Stainless Steel, Rohs Fastener | 24140-2106-M5-14 | TR FORMAC DIV OF TR FASTENINGS | STM
3040 | 7 | 10 |  | CTAComponent | C2106-M6-02 | 3 | Release | Each | 6.0 | Spring Lock Washer, M6, Zinc plated, Rohs Fastener | 24140-C2106-M6-02 | TR FORMAC DIV OF TR FASTENINGS | HLE
3041 | 7 | 8 |  | CTAComponent | 2000-M5-03 | 5 | Release | Each | 4.0 | Flat Washer, ISO7089, M5, Steel 200HV, Zinc Plated, RoHS Fastener | A0996-BN343-M5 CR3 11060-M5NWSFSTZ6/125ATP 20589-10948-03456 24140-M5/-/PWSTWA/TC1/DIN125 10487-7130111-5 | BOSSARD ANIXTER FASTENAL COMPANY TR FORMAC DIV OF TR FASTENINGS OHTA | STM
3042 | 7 | 7 |  | CTAComponent | 1000-M6C016-04 | 4 | Release | Each | 6.0 | Hexagon Socket Head Cap Screw, M6-1, X16mm Long, Grade 8.8 Steel, Zinc Plated, RoHS Fastener | 20589-10948-03239 10487-1000-M6C016-04 24140-M6/16/SOHTCS/TC1D/DIN912 11060-M6C16KCSC9Z6/912 A0996-BN 4 M6 x 16mm CR6+FREE | FASTENAL COMPANY OHTA TR FORMAC DIV OF TR FASTENINGS ANIXTER BOSSARD | STM
3043 | 7 | 11 |  | CTAComponent | 3000-M5C-04 | 4 | Release | Each | 4.0 | Hexagon Nut, ISO4032, M5-0.8, Grade 8 Steel, Zinc Plated, RoHS Fastener | 20589-10948-03687 A0996-BN117 M5 CR6+FREE 24140-M5/-/HFH8-/TC1D/DIN934 11060-M5CNFHSTZ6/934 | FASTENAL COMPANY BOSSARD TR FORMAC DIV OF TR FASTENINGS ANIXTER | STM
3044 | 7 | 4 |  | CTAComponent | 5181222 | 2 | Release | Each | 2.0 | Close cover |  |  | HLE
3045 | 6 | 4 |  | CTAAssembly | 5452892 | 1 | Release | Each | 1.0 | Column movement motor ASM |  |  | CCX
3046 | 7 | 2 |  | CTAComponent | 5445994 | 1 | Release | Each | 1.0 | Motor mounting plate |  |  | CCX
3047 | 7 | 1 |  | CTAComponent | 5437963 | 1 | Release | Each | 1.0 | Drive gear |  |  | CCX
3048 | 7 | 5 |  | CTAComponent | 5436857 | 1 | Release | Each | 1.0 | Potentiometer gear B |  |  | CCX
3049 | 7 | 4 |  | CTAComponent | 5461746 | 1 | Release | Each | 1.0 | Potentiometer gear A |  |  | CCX
3050 | 7 | 3 |  | CTAComponent | 5441131 | 1 | Release | Each | 1.0 | Potentiometer mounting plate |  |  | CCX
3051 | 7 | 8 |  | CTAComponent | 1000-M4C008-04 | 6 | Release | Each | 6.0 | Hexagon Socket Head Cap Screw, ISO 4762, M4-0.7, X8mm Long, Grade 8.8 Steel, Zinc Plated, RoHS Fastener | 20589-10948-03230 11060-M4C8KCSC9Z6/912 10487-1000-M4C008-04 A0996-BN 4 M4 X 8mm CR6+FRE 24140-M4/8/SOHTCS/TC1D/ISO4762 | FASTENAL COMPANY ANIXTER OHTA BOSSARD TR FORMAC DIV OF TR FASTENINGS | STM
3052 | 7 | 7 |  | CTAComponent | 5457710 | 1 | Release | Each | 1.0 | Table column SID potentiometer and cable |  |  | HLE
3053 | 7 | 6 |  | CTAComponent | 5446779 | 1 | Release | Each | 1.0 | Column movement motor and gear box assembly |  |  | HLE
3054 | 7 | 11 |  | CTAComponent | 2000-M6-03 | 3 | Release | Each | 8.0 | Flat Washer, ISO7089, M6, Steel 200HV, Zinc Plated, RoHS Fastener | 20589-10948-03457 10487-2000-M6-03 11060-M6NWSFSTZ6/125ATP 24140-M6/-/PWSTWA/TC1/DIN125 | FASTENAL COMPANY OHTA ANIXTER TR FORMAC DIV OF TR FASTENINGS | STM
3055 | 7 | 10 |  | CTAComponent | 1003-M6C016-22 | 2 | Release | Each | 4.0 | Hexagon Socket Button Head Screw, M6-1, X16mm Long, Grade10.9 Steel, Black Oxide, RoHS Fastener | 11060-M6C16KBCC2/7380 A0996-1020749 20589-10948-03335 | ANIXTER BOSSARD FASTENAL COMPANY | STM
3056 | 7 | 9 |  | CTAComponent | 1000-M6C016-04 | 4 | Release | Each | 4.0 | Hexagon Socket Head Cap Screw, M6-1, X16mm Long, Grade 8.8 Steel, Zinc Plated, RoHS Fastener | 20589-10948-03239 10487-1000-M6C016-04 24140-M6/16/SOHTCS/TC1D/DIN912 11060-M6C16KCSC9Z6/912 A0996-BN 4 M6 x 16mm CR6+FREE | FASTENAL COMPANY OHTA TR FORMAC DIV OF TR FASTENINGS ANIXTER BOSSARD | STM
3057 | 7 | 12 |  | CTAComponent | C2106-M6-02 | 3 | Release | Each | 8.0 | Spring Lock Washer, M6, Zinc plated, Rohs Fastener | 24140-C2106-M6-02 | TR FORMAC DIV OF TR FASTENINGS | HLE
3058 | 6 | 6 |  | CTAAssembly | 5456207 | 1 | Release | Each | 1.0 | Motor driver ASM |  |  | CCX
3059 | 7 | 3 |  | CTAComponent | 1000-M3C006-04 | 5 | Release | Each | 4.0 | Hexagon Socket Head Cap Screw, ISO 4762, M3-0.5, X6mm Long, Grade 8.8 Steel, Zinc Plated, RoHS Fastener | 20589-10948-03224 10487-1000-M3C006-04 24140-M3/6/SOHTCS/TC1D/DIN912 11060-M3C6KCSC9Z6/912 A0996-BN 4 M3 X 6mm CR6+FREE | FASTENAL COMPANY OHTA TR FORMAC DIV OF TR FASTENINGS ANIXTER BOSSARD | STM
3060 | 7 | 1 |  | CTAComponent | 5457761 | 1 | Release | Each | 1.0 | Motor driver bracket |  |  | CCX
3061 | 7 | 5 |  | CTAComponent | 2106-M3-05 | 2 | Release | Each | 4.0 | Spring Lock Washer with Flat Ends JIS B1251, M3, Spring Steel, Zinc Plated, Rohs Fastener | 24140-MEP M3/SPSTWA/TC1D/JIS B1251 | TR FORMAC DIV OF TR FASTENINGS | STM
3062 | 7 | 4 |  | CTAComponent | 2000-M3-03 | 2 | Release | Each | 4.0 | WASHER PLAIN - LARGE 3.2 MM 7 MM , HV200, Steel, Zinc plate RoHS Washer | 10487-2000-M3-03 23983-6083737 24140-200-M3-03 | OHTA BOSSARD CHINA TR FORMAC DIV OF TR FASTENINGS | STM
3063 | 7 | 2 |  | ECCCollectorPart | 5476848 | 3 | Release | Each | 1.0 | PT800+ SID Motor Driver collector |  |  | HLE
3064 | 8 |  | f2 | CTAComponent | 5459814 | 3 | Release | Each | 1.0 | PS800R SID Motor Driver |  |  | CCX
3065 | 6 | 8 |  | CTAAssembly | 5449655 | 1 | Release | Each | 1.0 | Compressor driven wheel ASM |  |  | CCX
3066 | 7 | 1 |  | CTAComponent | 5453899 | 1 | Release | Each | 1.0 | Driven wheel mounting block |  |  | CCX
3067 | 7 | 3 |  | CTAComponent | 5449816 | 1 | Release | Each | 1.0 | Shaft sleeve A |  |  | CCX
3068 | 7 | 5 |  | CTAComponent | 5461748 | 1 | Release | Each | 1.0 | Driven wheel shaft |  |  | CCX
3069 | 7 | 4 |  | CTAComponent | 5447781 | 1 | Release | Each | 1.0 | Compressor driven wheel |  |  | CCX
3070 | 7 | 2 |  | CTAComponent | 5438918 | 1 | Release | Each | 1.0 | Driven wheel mounting base |  |  | CCX
3071 | 7 | 7 |  | CTAComponent | 5452244 | 1 | Release | Each | 2.0 | Bearing NSK 6900 |  |  | CCX
3072 | 7 | 8 |  | CTAComponent | 5494372 | 1 | Release | Each | 1.0 | Circlip for hole-GB893.1-86 22 Series Fastener Drawing RoHS Compliant |  |  | CCX
3073 | 7 | 9 |  | CTAComponent | C5001-M10-02 | 1 | Release | Each | 1.0 | GB_T 894.1，M10，Spring Steel，Black Oxide finish，RoHS Fastener | 25114-M10/-/-STSR/BO/GB894.1 | TR FORMAC SHANGHAI PTE LTD | HLE
3074 | 7 | 6 |  | CTAComponent | 5445365 | 1 | Release | Each | 1.0 | Shaft sleeve B |  |  | CCX
3075 | 7 | 13 |  | CTAComponent | C2106-M6-02 | 3 | Release | Each | 2.0 | Spring Lock Washer, M6, Zinc plated, Rohs Fastener | 24140-C2106-M6-02 | TR FORMAC DIV OF TR FASTENINGS | HLE
3076 | 7 | 12 |  | CTAComponent | 2000-M6-03 | 3 | Release | Each | 2.0 | Flat Washer, ISO7089, M6, Steel 200HV, Zinc Plated, RoHS Fastener | 20589-10948-03457 10487-2000-M6-03 11060-M6NWSFSTZ6/125ATP 24140-M6/-/PWSTWA/TC1/DIN125 | FASTENAL COMPANY OHTA ANIXTER TR FORMAC DIV OF TR FASTENINGS | STM
3077 | 7 | 11 |  | CTAComponent | 1000-M6C035-04 | 2 | Release | Each | 2.0 | Hexagon Socket Head Cap Screw, M6-1, X35mm Long, Grade 8.8 Steel, Zinc Plated, RoHS Fastener | 11060-M6C35KCSC9Z6/912 20589-ZS2550035ZP0000 10487-1000-M6C035-04 | ANIXTER FASTENAL COMPANY OHTA | STM
3078 | 7 | 10 |  | CTAComponent | 1000-M4C008-04 | 6 | Release | Each | 2.0 | Hexagon Socket Head Cap Screw, ISO 4762, M4-0.7, X8mm Long, Grade 8.8 Steel, Zinc Plated, RoHS Fastener | 20589-10948-03230 11060-M4C8KCSC9Z6/912 10487-1000-M4C008-04 A0996-BN 4 M4 X 8mm CR6+FRE 24140-M4/8/SOHTCS/TC1D/ISO4762 | FASTENAL COMPANY ANIXTER OHTA BOSSARD TR FORMAC DIV OF TR FASTENINGS | STM
3079 | 6 | 7 |  | CTAAssembly | 5457760 | 1 | Release | Each | 1.0 | Compressor ASM |  |  | CCX
3080 | 7 | 2 |  | CTAComponent | 5457164 | 1 | Release | Each | 2.0 | Mounting block |  |  | CCX
3081 | 7 | 4 |  | CTAAssembly | 5450625 | 2 | Release | Each | 1.0 | Guide shaft B ASM |  |  | CCX
3082 | 8 | 2 |  | CTAAssembly | 5436858 | 2 | Release | Each | 1.0 | Connecting shaft ASM |  |  | CCX
3083 | 9 | 2 |  | CTAComponent | 5459439 | 2 | Release | Each | 1.0 | Connecting shaft |  |  | CCX
3084 | 9 | 1 |  | CTAComponent | 5442945 | 1 | Release | Each | 1.0 | Linear bearing housing |  |  | CCX
3085 | 8 | 3 |  | CTAAssembly | 5449359 | 1 | Release | Each | 1.0 | Connecting shaft bracket ASM |  |  | CCX
3086 | 9 | 2 |  | CTAComponent | 5462455 | 1 | Release | Each | 1.0 | Connecting shaft bracket B |  |  | CCX
3087 | 9 | 1 |  | CTAComponent | 5441306 | 1 | Release | Each | 1.0 | Connecting shaft bracket A |  |  | CCX
3088 | 8 | 1 |  | CTAComponent | 5436065 | 1 | Release | Each | 1.0 | Guide shaft B |  |  | CCX
3089 | 8 | 7 |  | CTAComponent | 5458683 | 1 | Release | Each | 2.0 | BEARING LME16UU |  |  | CCX
3090 | 8 | 6 |  | CTAComponent | 5494294 | 1 | Release | Each | 2.0 | Circlip for hole-GB893.1-86 26 Series Fastener Drawing RoHS Compliant |  |  | CCX
3091 | 8 | 5 |  | CTAComponent | 5462456 | 2 | Release | Each | 1.0 | Decorative pipe |  |  | CCX
3092 | 8 | 8 |  | CTAComponent | 5497563 | 1 | Release | Each | 1.0 | Bearing TOK DR-40-H17 |  |  | CCX
3093 | 8 | 4 |  | CTAComponent | 5497564 | 1 | Release | Each | 1.0 | Shaft sleeve |  |  | CCX
3094 | 7 | 5 |  | CTAComponent | 5441305 | 1 | Release | Each | 1.0 | Balance block |  |  | CCX
3095 | 7 | 3 |  | CTAComponent | 5438144 | 1 | Release | Each | 2.0 | Guide shaft A |  |  | CCX
3096 | 7 | 1 |  | CTAComponent | 5437363 | 1 | Release | Each | 1.0 | Compressor baseplate |  |  | CCX
3097 | 7 | 10 |  | CTAComponent | 5461747 | 1 | Release | Each | 1.0 | Cup fixing screw |  |  | CCX
3098 | 7 | 9 |  | CTAComponent | 5438917 | 1 | Release | Each | 1.0 | Cup connecting part |  |  | CCX
3099 | 7 | 7 |  | CTAComponent | 5447780 | 1 | Release | Each | 1.0 | Balance block bracket |  |  | CCX
3100 | 7 | 8 |  | CTAComponent | 5454713 | 2 | Release | Each | 1.0 | Cup connecting pipe |  |  | CCX
3101 | 7 | 6 |  | CTAComponent | 5449815 | 1 | Release | Each | 4.0 | Balance block guide sleeve |  |  | CCX
3102 | 7 | 12 |  | CTAComponent | 5437364 | 1 | Release | Each | 1.0 | End plate |  |  | CCX
3103 | 7 | 11 |  | CTAAssembly | 5455577 | 1 | Release | Each | 1.0 | Guideway ASM |  |  | CCX
3104 | 8 | 1 |  | CTAComponent | 5436861 | 1 | Release | Each | 1.0 | Guideway |  |  | CCX
3105 | 8 | 4 |  | CTAComponent | 5444512 | 1 | Release | Each | 2.0 | Plate 3 |  |  | CCX
3106 | 8 | 3 |  | CTAComponent | 5446971 | 1 | Release | Each | 1.0 | Plate 2 |  |  | CCX
3107 | 8 | 2 |  | CTAComponent | 5453897 | 1 | Release | Each | 1.0 | Plate 1 |  |  | CCX
3108 | 7 | 16 |  | CTAComponent | 1000-M4C012-04 | 4 | Release | Each | 1.0 | Hexagon Socket Head Cap Screw, M4-0.7, X12mm Long, Grade 8.8 Steel, Zinc Plated, RoHS Fastener | 11060-M4C12KCSC9Z6/912 24140-M4/12/SOHTCS/TC1D/DIN912 20589-10948-03232 10487-1000-M4C012-04 A0996-BN 4 M4 X 12mm CR6+FREE | ANIXTER TR FORMAC DIV OF TR FASTENINGS FASTENAL COMPANY OHTA BOSSARD | STM
3109 | 7 | 17 |  | CTAComponent | 1000-M4C025-04 | 3 | Release | Each | 8.0 | Hexagon Socket Head Cap Screw, M4-0.7, X25mm Long, Grade 8.8 Steel, Zinc Plated, RoHS Fastener | 11060-M4C25KCSC9Z6/912 24140-M4/25/HHSTBL/TC1D 20589-10948-03235 10487-1000-M4C025-04 | ANIXTER TR FORMAC DIV OF TR FASTENINGS FASTENAL COMPANY OHTA | STM
3110 | 7 | 15 |  | CTAComponent | 5450657 | 1 | Release | Each | 4.0 | M4x10_GB973 |  |  | CCX
3111 | 7 | 14 |  | CTAComponent | 5476931 | 1 | Release | Each | 1.0 | Compressor cup |  |  | HLE
3112 | 7 | 13 |  | CTAComponent | 5494304 | 1 | Release | Each | 1.0 | Guide block |  |  | CCX
3113 | 7 | 20 |  | CTAComponent | 2000-M4-03 | 3 | Release | Each | 1.0 | FLAT WASHER - NORMAL SERIES, ISO 7089, M4 CLASS 200H STEEL, ZINC PLATED RoHS FASTENER | 24140-M4/-/PWSTWA/TC1/DIN125 10487-2000-M4-03 A0996-BN 343 M4 CR6+FREE 24432-11103691 11060-M4NWSFSTZ6/125ATP | TR FORMAC DIV OF TR FASTENINGS OHTA BOSSARD FASTENAL ANIXTER | STM
3114 | 7 | 21 |  | CTAComponent | C2106-M4-02 | 3 | Release | Each | 9.0 | Spring Lock Washer, M4, Zinc plated, Rohs Fastener | 24140-C2106-M4-02 | TR FORMAC DIV OF TR FASTENINGS | HLE
3115 | 7 | 19 |  | CTAComponent | 1010-M4C006-14 | 2 | Release | Each | 3.0 | Phillips Flat Head Screw, ISO 7046, M4-0.7, X6mm Long, Grade 4.8 Steel, Zinc Plated, RoHS Fastener | 11060-M4C6MXFSTZ6/965A A0996-BN 388 M4-0.7 x 6mm CR6+FREE 12217-25030-109 | ANIXTER BOSSARD MIDWEST PRODUCTS & ENGINEERING | STM
3116 | 7 | 18 |  | CTAComponent | 1010-M3C006-14 | 1 | Release | Each | 8.0 | Phillips Flat Head Screw, ISO 7046, M3-0.5, X6mm Long, Grade 4.8 Steel, Zinc Plated, RoHS Fastener | 20589-10948-03501 11060-M3C6MXFSTZ6/965A | FASTENAL COMPANY ANIXTER | STM
3117 | 7 | 22 |  | CTAComponent | 5494305 | 1 | Release | Each | 1.0 | Adjusting sleeve |  |  | CCX
3118 | 6 | 5 |  | CTAAssembly | 5452893 | 1 | Release | Each | 1.0 | Tube rotate switch ASM |  |  | CCX
3119 | 7 | 2 |  | CTAComponent | 5448409 | 2 | Release | Each | 1.0 | MICRO SWITCH |  |  | HLE
3120 | 7 | 4 |  | CTAComponent | 5459257 | 1 | Release | Each | 1.0 | thread hole plate |  |  | CCX
3121 | 7 | 3 |  | CTAComponent | C1213-M4C030-14 | 1 | Release | Each | 2.0 | GB_T 9074.8，M4x30mm，Grade 4.8 Steel，Zinc finish，RoHS Fastener | 25114-M4/30/PPSTPS/TC1/GB9074.8 | TR FORMAC SHANGHAI PTE LTD | HLE
3122 | 7 | 1 |  | CTAComponent | 5443553 | 1 | Release | Each | 1.0 | Tube rotate micro switch bracket |  |  | CCX
3123 | 7 | 6 |  | CTAComponent | 5447590 | 1 | Release | Each | 1.0 | through hole plate |  |  | CCX
3124 | 7 | 5 |  | CTAComponent | 5460819 | 1 | Release | Each | 1.0 | insulation piece |  |  | CCX
3125 | 6 | 3 |  | CTAAssembly | 5461566 | 1 | Release | Each | 1.0 | Column movement assembly |  |  | CCX
3126 | 7 | 2 |  | CTAComponent | 5459438 | 1 | Release | Each | 1.0 | Cover plate A |  |  | CCX
3127 | 7 | 3 |  | CTAComponent | 5447779 | 1 | Release | Each | 2.0 | SID limited block A |  |  | CCX
3128 | 7 | 1 |  | CTAAssembly | 5453896 | 1 | Release | Each | 1.0 | L column |  |  | CCX
3129 | 8 | 1 |  | CTAComponent | 5494269 | 2 | Release | Each | 1.0 | L column |  |  | CCX
3130 | 8 | 4 |  | CTAComponent | 5446169 | 1 | Release | Each | 2.0 | L column reinforce plate A |  |  | CCX
3131 | 8 | 3 |  | CTAComponent | 5436856 | 1 | Release | Each | 1.0 | Tube bracket mounting plate |  |  | CCX
3132 | 8 | 2 |  | CTAComponent | 5457931 | 1 | Release | Each | 1.0 | Slider mounting plate |  |  | CCX
3133 | 8 | 6 |  | CTAComponent | 5459436 | 1 | Release | Each | 1.0 | L column reinforce plate C |  |  | CCX
3134 | 8 | 7 |  | CTAComponent | 5446970 | 1 | Release | Each | 8.0 | Nut column B |  |  | CCX
3135 | 8 | 5 |  | CTAComponent | 5456389 | 1 | Release | Each | 4.0 | L column reinforce plate B |  |  | CCX
3136 | 7 | 5 |  | CTAComponent | 5494271 | 1 | Release | Each | 2.0 | Cable bracket |  |  | CCX
3137 | 7 | 6 |  | CTAComponent | 5451397 | 1 | Release | Each | 4.0 | Linear Guides Slider |  |  | CCX
3138 | 7 | 4 |  | CTAComponent | 5455576 | 1 | Release | Each | 1.0 | Cover plate B |  |  | CCX
3139 | 7 | 8 |  | CTAComponent | 1000-M5C012-04 | 5 | Release | Each | 6.0 | Hexagon Socket Head Cap Screw, M5-0.8, X12mm Long, Grade 8.8 Steel, Zinc Plated, RoHS Fastener | 11060-M5C12KCSC9Z6/912 10487-1000-M5C012-04 24140-M5/12/SOHTCS/TC1D/DIN912 20589-ZS2540012ZP0000 A0996-BN 3 M5x12mm CR6+FREE | ANIXTER OHTA TR FORMAC DIV OF TR FASTENINGS FASTENAL COMPANY BOSSARD | STM
3140 | 7 | 7 |  | CTAComponent | 1000-M4C008-04 | 6 | Release | Each | 4.0 | Hexagon Socket Head Cap Screw, ISO 4762, M4-0.7, X8mm Long, Grade 8.8 Steel, Zinc Plated, RoHS Fastener | 20589-10948-03230 11060-M4C8KCSC9Z6/912 10487-1000-M4C008-04 A0996-BN 4 M4 X 8mm CR6+FRE 24140-M4/8/SOHTCS/TC1D/ISO4762 | FASTENAL COMPANY ANIXTER OHTA BOSSARD TR FORMAC DIV OF TR FASTENINGS | STM
3141 | 7 | 11 |  | CTAComponent | 2000-M4-03 | 3 | Release | Each | 4.0 | FLAT WASHER - NORMAL SERIES, ISO 7089, M4 CLASS 200H STEEL, ZINC PLATED RoHS FASTENER | 24140-M4/-/PWSTWA/TC1/DIN125 10487-2000-M4-03 A0996-BN 343 M4 CR6+FREE 24432-11103691 11060-M4NWSFSTZ6/125ATP | TR FORMAC DIV OF TR FASTENINGS OHTA BOSSARD FASTENAL ANIXTER | STM
3142 | 7 | 10 |  | CTAComponent | 1010-M4C006-14 | 2 | Release | Each | 8.0 | Phillips Flat Head Screw, ISO 7046, M4-0.7, X6mm Long, Grade 4.8 Steel, Zinc Plated, RoHS Fastener | 11060-M4C6MXFSTZ6/965A A0996-BN 388 M4-0.7 x 6mm CR6+FREE 12217-25030-109 | ANIXTER BOSSARD MIDWEST PRODUCTS & ENGINEERING | STM
3143 | 7 | 9 |  | CTAComponent | 1000-M5C025-04 | 3 | Release | Each | 14.0 | Hexagon Socket Head Cap Screw, M5-0.8, X25mm Long, Grade 8.8 Steel, Zinc Plated, RoHS Fastener | 11060-M5C25KCSC9Z6/912 25114-1000-M5C025-04 20589-11103214 10487-1000-M5C025-04 | ANIXTER TR FORMAC SHANGHAI PTE LTD FASTENAL COMPANY OHTA | STM
3144 | 7 | 13 |  | CTAComponent | 2106-M5-14 | 1 | Release | Each | 20.0 | Spring Lock Washer with Flat Ends JIS B1251, M5, Spring Stainless Steel, Rohs Fastener | 24140-2106-M5-14 | TR FORMAC DIV OF TR FASTENINGS | STM
3145 | 7 | 14 |  | CTAComponent | C2106-M4-02 | 3 | Release | Each | 4.0 | Spring Lock Washer, M4, Zinc plated, Rohs Fastener | 24140-C2106-M4-02 | TR FORMAC DIV OF TR FASTENINGS | HLE
3146 | 7 | 12 |  | CTAComponent | 2000-M5-03 | 5 | Release | Each | 14.0 | Flat Washer, ISO7089, M5, Steel 200HV, Zinc Plated, RoHS Fastener | A0996-BN343-M5 CR3 11060-M5NWSFSTZ6/125ATP 20589-10948-03456 24140-M5/-/PWSTWA/TC1/DIN125 10487-7130111-5 | BOSSARD ANIXTER FASTENAL COMPANY TR FORMAC DIV OF TR FASTENINGS OHTA | STM
3147 | 6 | 2 |  | CTAAssembly | 5455398 | 1 | Release | Each | 2.0 | Column micro switch ASM |  |  | CCX
3148 | 7 | 1 |  | CTAComponent | 5461567 | 1 | Release | Each | 1.0 | SID micro switch bracket |  |  | CCX
3149 | 7 | 3 |  | CTAComponent | C1213-M4C030-14 | 1 | Release | Each | 2.0 | GB_T 9074.8，M4x30mm，Grade 4.8 Steel，Zinc finish，RoHS Fastener | 25114-M4/30/PPSTPS/TC1/GB9074.8 | TR FORMAC SHANGHAI PTE LTD | HLE
3150 | 7 | 5 |  | CTAComponent | 5460819 | 1 | Release | Each | 1.0 | insulation piece |  |  | CCX
3151 | 7 | 4 |  | CTAComponent | 5459257 | 1 | Release | Each | 1.0 | thread hole plate |  |  | CCX
3152 | 7 | 2 |  | CTAComponent | 5448409 | 2 | Release | Each | 1.0 | MICRO SWITCH |  |  | HLE
3153 | 7 | 6 |  | CTAComponent | 5447590 | 1 | Release | Each | 1.0 | through hole plate |  |  | CCX
3154 | 6 | 12 |  | CTAAssembly | 5449656 | 1 | Release | Each | 1.0 | Cup holder assembly |  |  | CCX
3155 | 7 | 2 |  | CTAComponent | 5448605 | 1 | Release | Each | 1.0 | Rotating shaft |  |  | CCX
3156 | 7 | 4 |  | CTAComponent | 5458684 | 1 | Release | Each | 1.0 | Barium cup |  |  | CCX
3157 | 7 | 5 |  | CTAComponent | 1010-M5C016-14 | 1 | Release | Each | 1.0 | Phillips Flat Head Screw, ISO 7046, M5-0.8, X16mm Long, Grade 4.8 Steel, Zinc Plated, RoHS Fastener | 20589-10948-03516 11060-M5C16MXFSTZ6/965A | FASTENAL COMPANY ANIXTER | STM
3158 | 7 | 3 |  | CTAComponent | 5439705 | 1 | Release | Each | 1.0 | Cup bracket |  |  | CCX
3159 | 7 | 1 |  | CTAAssembly | 5446172 | 1 | Release | Each | 1.0 | Cup fixed ASM |  |  | CCX
3160 | 8 | 2 |  | CTAComponent | 5445367 | 1 | Release | Each | 1.0 | Support pipe |  |  | CCX
3161 | 8 | 1 |  | CTAComponent | 5460205 | 1 | Release | Each | 1.0 | Base |  |  | CCX
3162 | 7 | 6 |  | CTAComponent | C1213-M3C006-14 | 1 | Release | Each | 2.0 | GB_T 9074.8，M3x6mm，Grade 4.8 Steel，Zinc finish，RoHS Fastener | 25114-M3/6/PPSTPS/TC1/GB9074.8 | TR FORMAC SHANGHAI PTE LTD | HLE
3163 | 6 | 13 |  | CTAAssembly | 5453902 | 1 | Release | Each | 1.0 | Back cover assembly |  |  | CCX
3164 | 7 | 1 |  | CTAComponent | 5441133 | 1 | Release | Each | 1.0 | Back cover |  |  | CCX
3165 | 7 | 4 |  | CTAComponent | 5494388 | 1 | Release | Each | 1.0 | Reinforce plate |  |  | CCX
3166 | 7 | 3 |  | CTAComponent | 5443789 | 1 | Release | Each | 1.0 | Mounting plate |  |  | CCX
3167 | 7 | 2 |  | CTAComponent | 5441309 | 1 | Release | Each | 6.0 | Cushion block |  |  | CCX
3168 | 6 | 14 |  | CTAComponent | 5454547 | 1 | Release | Each | 1.0 | Cable bracket |  |  | CCX
3169 | 6 | 16 |  | CTAAssembly | 5437161 | 3 | Release | Each | 1.0 | Inner MIC assembly |  |  | CCX
3170 | 6 | 15 |  | CTAComponent | 5456391 | 1 | Release | Each | 2.0 | Electromagnetic brake cover |  |  | CCX
3171 | 6 | 11 |  | CTAAssembly | 5437186 | 1 | Release | Each | 1.0 | Column cover assembly |  |  | CCX
3172 | 7 | 2 |  | CTAComponent | 5440479 | 1 | Release | Each | 1.0 | MIC base |  |  | CCX
3173 | 7 | 3 |  | CTAComponent | 5494384 | 1 | Release | Each | 1.0 | Sleeve |  |  | CCX
3174 | 7 | 1 |  | CTAAssembly | 5456390 | 1 | Release | Each | 1.0 | Front cover ASM |  |  | CCX
3175 | 8 | 2 |  | CTAComponent | 5459441 | 1 | Release | Each | 1.0 | Speaker base |  |  | CCX
3176 | 8 | 1 |  | CTAComponent | 5443731 | 1 | Release | Each | 1.0 | Front cover |  |  | CCX
3177 | 8 | 6 |  | CTAComponent | 5436067 | 1 | Release | Each | 1.0 | Front cover bracket 2 |  |  | CCX
3178 | 8 | 5 |  | CTAComponent | 5449818 | 1 | Release | Each | 1.0 | Speaker mounting plate |  |  | CCX
3179 | 8 | 4 |  | CTAComponent | 5453071 | 1 | Release | Each | 4.0 | Front cover bracket 1 |  |  | CCX
3180 | 8 | 3 |  | CTAComponent | 5453901 | 1 | Release | Each | 2.0 | Nut column C |  |  | CCX
3181 | 8 | 7 |  | CTAComponent | 5442144 | 1 | Release | Each | 1.0 | Reinforce plate |  |  | CCX
3182 | 6 | 10 |  | CTAAssembly | 5453712 | 1 | Release | Each | 1.0 | Compressor micro swich ASM |  |  | CCX
3183 | 7 | 2 |  | CTAComponent | 5461564 | 2 | Release | Each | 1.0 | MICRO SWITCH |  |  | HLE
3184 | 7 | 4 |  | CTAComponent | 5459257 | 1 | Release | Each | 1.0 | thread hole plate |  |  | CCX
3185 | 7 | 3 |  | CTAComponent | C1213-M4C030-14 | 1 | Release | Each | 2.0 | GB_T 9074.8，M4x30mm，Grade 4.8 Steel，Zinc finish，RoHS Fastener | 25114-M4/30/PPSTPS/TC1/GB9074.8 | TR FORMAC SHANGHAI PTE LTD | HLE
3186 | 7 | 1 |  | CTAComponent | 5447606 | 1 | Release | Each | 1.0 | Compressor micro swich bracket |  |  | CCX
3187 | 7 | 6 |  | CTAComponent | 5447590 | 1 | Release | Each | 1.0 | through hole plate |  |  | CCX
3188 | 7 | 5 |  | CTAComponent | 5460819 | 1 | Release | Each | 1.0 | insulation piece |  |  | CCX
3189 | 6 | 9 |  | CTAAssembly | 5437965 | 1 | Release | Each | 1.0 | Compressor motor and gear box ASM |  |  | CCX
3190 | 7 | 2 |  | CTAComponent | 5437964 | 4 | Release | Each | 1.0 | Compressor motor and gear box assembly |  |  | CCX
3191 | 7 | 3 |  | CTAComponent | 1000-M4C012-04 | 4 | Release | Each | 2.0 | Hexagon Socket Head Cap Screw, M4-0.7, X12mm Long, Grade 8.8 Steel, Zinc Plated, RoHS Fastener | 11060-M4C12KCSC9Z6/912 24140-M4/12/SOHTCS/TC1D/DIN912 20589-10948-03232 10487-1000-M4C012-04 A0996-BN 4 M4 X 12mm CR6+FREE | ANIXTER TR FORMAC DIV OF TR FASTENINGS FASTENAL COMPANY OHTA BOSSARD | STM
3192 | 7 | 1 |  | CTAComponent | 5460829 | 1 | Release | Each | 1.0 | Compressor driving wheel |  |  | CCX
3193 | 6 | 22 |  | CTAComponent | 1000-M5C016-04 | 5 | Release | Each | 4.0 | Hexagon Socket Head Cap Screw, M5-0.8, X16mm Long, Grade 8.8 Steel, Zinc Plated, RoHS Fastener | 11060-M5C16KCSC9Z6/912 24140-M5/16/SOHTCS/TC1D/DIN912 10487-1000-M5C016-04 20589-ZS2540016ZP0000 A0996-BN 4 M5 x 16mm CR6+FREE | ANIXTER TR FORMAC DIV OF TR FASTENINGS OHTA FASTENAL COMPANY BOSSARD | STM
3194 | 6 | 19 |  | CTAComponent | 1000-M4C008-04 | 6 | Release | Each | 15.0 | Hexagon Socket Head Cap Screw, ISO 4762, M4-0.7, X8mm Long, Grade 8.8 Steel, Zinc Plated, RoHS Fastener | 20589-10948-03230 11060-M4C8KCSC9Z6/912 10487-1000-M4C008-04 A0996-BN 4 M4 X 8mm CR6+FRE 24140-M4/8/SOHTCS/TC1D/ISO4762 | FASTENAL COMPANY ANIXTER OHTA BOSSARD TR FORMAC DIV OF TR FASTENINGS | STM
3195 | 6 | 20 |  | CTAComponent | 1000-M4C012-04 | 4 | Release | Each | 8.0 | Hexagon Socket Head Cap Screw, M4-0.7, X12mm Long, Grade 8.8 Steel, Zinc Plated, RoHS Fastener | 11060-M4C12KCSC9Z6/912 24140-M4/12/SOHTCS/TC1D/DIN912 20589-10948-03232 10487-1000-M4C012-04 A0996-BN 4 M4 X 12mm CR6+FREE | ANIXTER TR FORMAC DIV OF TR FASTENINGS FASTENAL COMPANY OHTA BOSSARD | STM
3196 | 6 | 21 |  | CTAComponent | 1000-M5C012-04 | 5 | Release | Each | 6.0 | Hexagon Socket Head Cap Screw, M5-0.8, X12mm Long, Grade 8.8 Steel, Zinc Plated, RoHS Fastener | 11060-M5C12KCSC9Z6/912 10487-1000-M5C012-04 24140-M5/12/SOHTCS/TC1D/DIN912 20589-ZS2540012ZP0000 A0996-BN 3 M5x12mm CR6+FREE | ANIXTER OHTA TR FORMAC DIV OF TR FASTENINGS FASTENAL COMPANY BOSSARD | STM
3197 | 6 | 18 |  | CTAAssembly | 5444084 | 2 | Release | Each | 1.0 | SPK assembly |  |  | CCX
3198 | 6 | 17 |  | CTAComponent | 5440286 | 2 | Release | Each | 1.0 | terminal board |  |  | CCX
3199 | 6 | 26 |  | CTAComponent | 1003-M4C012-31 | 2 | Release | Each | 10.0 | Hexagon Socket Button Head Screw, M4-0.7, X12mm Long, A2-70 Stainless Steel, Passivate, RoHS Fastener | 20589-10948-03353 A0996-1348825 11060-M4C12KBCSJ/7380 | FASTENAL COMPANY BOSSARD ANIXTER | STM
3200 | 6 | 27 |  | CTAComponent | 1007-M4C010-14 | 2 | Release | Each | 13.0 | Phillips Pan Head Screw, ISO 7045, M4-0.7, X10mm Long, Grade 4.8 Steel, Zinc Plated, RoHS Fastener | 11060-M4C10MXPSTZ6/7985 20589-10948-03570 24140-M4/10/PPSTMC/TC1/ISO7045 | ANIXTER FASTENAL COMPANY TR FORMAC DIV OF TR FASTENINGS | STM
3201 | 6 | 28 |  | CTAComponent | 1010-M4C006-14 | 2 | Release | Each | 24.0 | Phillips Flat Head Screw, ISO 7046, M4-0.7, X6mm Long, Grade 4.8 Steel, Zinc Plated, RoHS Fastener | 11060-M4C6MXFSTZ6/965A A0996-BN 388 M4-0.7 x 6mm CR6+FREE 12217-25030-109 | ANIXTER BOSSARD MIDWEST PRODUCTS & ENGINEERING | STM
3202 | 6 | 29 |  | CTAComponent | 2000-M4-03 | 3 | Release | Each | 28.0 | FLAT WASHER - NORMAL SERIES, ISO 7089, M4 CLASS 200H STEEL, ZINC PLATED RoHS FASTENER | 24140-M4/-/PWSTWA/TC1/DIN125 10487-2000-M4-03 A0996-BN 343 M4 CR6+FREE 24432-11103691 11060-M4NWSFSTZ6/125ATP | TR FORMAC DIV OF TR FASTENINGS OHTA BOSSARD FASTENAL ANIXTER | STM
3203 | 6 | 24 |  | CTAComponent | 1000-M6C016-04 | 4 | Release | Each | 4.0 | Hexagon Socket Head Cap Screw, M6-1, X16mm Long, Grade 8.8 Steel, Zinc Plated, RoHS Fastener | 20589-10948-03239 10487-1000-M6C016-04 24140-M6/16/SOHTCS/TC1D/DIN912 11060-M6C16KCSC9Z6/912 A0996-BN 4 M6 x 16mm CR6+FREE | FASTENAL COMPANY OHTA TR FORMAC DIV OF TR FASTENINGS ANIXTER BOSSARD | STM
3204 | 6 | 25 |  | CTAComponent | 1000-M8C025-04 | 3 | Release | Each | 4.0 | Hexagon Socket Head Cap Screw, M8-1.25, X25mm Long, Grade 8.8 Steel, Zinc Plated, RoHS Fastener | 11060-M8C25KCSC9Z6/912 20589-ZS2580025ZP0000 24140-M8/25/SOHTCS/TC1D/DIN912 10487-1000-M8C025-04 | ANIXTER FASTENAL COMPANY TR FORMAC DIV OF TR FASTENINGS OHTA | STM
3205 | 6 | 23 |  | CTAComponent | 1000-M5C020-04 | 4 | Release | Each | 2.0 | Hexagon Socket Head Cap Screw, M5-0.8, X20mm Long, Grade 8.8 Steel, Zinc Plated, RoHS Fastener | 11060-M5C20KCSC9Z6/912 24140-M5/20/SOHTCS/TC1D/DIN912 10487-1000-M5C020-04 20589-11103212 A0996-BN 4 M5 x 20mm CR6+FREE | ANIXTER TR FORMAC DIV OF TR FASTENINGS OHTA FASTENAL COMPANY BOSSARD | STM
3206 | 6 | 34 |  | CTAComponent | 5445416-3 | 1 | Release | Each | 1.0 | AVID PRODUCTS STEEL P-CLAMP or R-clamp DIA7.9, WIDE9.7,19243 SCP-5-323-203 |  |  | HLE
3207 | 6 | 35 |  | CTAComponent | C2106-M4-02 | 3 | Release | Each | 36.0 | Spring Lock Washer, M4, Zinc plated, Rohs Fastener | 24140-C2106-M4-02 | TR FORMAC DIV OF TR FASTENINGS | HLE
3208 | 6 | 36 |  | CTAComponent | C2106-M6-02 | 3 | Release | Each | 4.0 | Spring Lock Washer, M6, Zinc plated, Rohs Fastener | 24140-C2106-M6-02 | TR FORMAC DIV OF TR FASTENINGS | HLE
3209 | 6 | 32 |  | CTAComponent | 2106-M5-14 | 1 | Release | Each | 12.0 | Spring Lock Washer with Flat Ends JIS B1251, M5, Spring Stainless Steel, Rohs Fastener | 24140-2106-M5-14 | TR FORMAC DIV OF TR FASTENINGS | STM
3210 | 6 | 33 |  | CTAComponent | 5445416-2 | 1 | Release | Each | 5.0 | AVID PRODUCTS STEEL P-CLAMP or R-clamp DIA6.4, WIDE9.7, 19243-SCP-4-323-203 |  |  | HLE
3211 | 6 | 31 |  | CTAComponent | 2000-M8-03 | 2 | Release | Each | 5.0 | Flat Washer, ISO7089, M8, Steel 200HV, Zinc Plated, RoHS Fastener | 11060-M8NWSFSTZ6/125ATP 20589-10948-03458 25114-2000-M8-03 | ANIXTER FASTENAL COMPANY TR FORMAC SHANGHAI PTE LTD | STM
3212 | 6 | 30 |  | CTAComponent | 2000-M5-03 | 5 | Release | Each | 10.0 | Flat Washer, ISO7089, M5, Steel 200HV, Zinc Plated, RoHS Fastener | A0996-BN343-M5 CR3 11060-M5NWSFSTZ6/125ATP 20589-10948-03456 24140-M5/-/PWSTWA/TC1/DIN125 10487-7130111-5 | BOSSARD ANIXTER FASTENAL COMPANY TR FORMAC DIV OF TR FASTENINGS OHTA | STM
3213 | 6 | 43 |  | CTAComponent | C1213-M3C016-14 | 1 | Release | Each | 2.0 | GB_T 9074.8，M3x16mm，Grade 4.8 Steel，Zinc finish，RoHS Fastener | 25114-M3/16/PPSTPS/TC1/GB9074.8 | TR FORMAC SHANGHAI PTE LTD | HLE
3214 | 6 | 40 |  | CTAComponent | 5456972 | 2 | Release | Each | 1.0 | compressor resistor 152R |  |  | CCX
3215 | 6 | 41 |  | CTAComponent | 5457946 | 1 | Release | Each | 8.0 | RICHCO FTH-7A1-RT FLAT TIE HOLDER 25.4x25.4x7.1mm, ACCOMODATES 5x2mm |  |  | HLE
3216 | 6 | 42 |  | CTAComponent | 5445188 | 1 | Release | Each | 1.0 | Compressor chain |  |  | CCX
3217 | 6 | 39 |  | CTAComponent | 5456441 | 1 | Release | Each | 3.0 | KANG YANG nylon Cable Clamp P-Clamp CC-1S width9.2mm, bolt hole5.4mm, Dia3.2mm |  |  | HLE
3218 | 6 | 37 |  | CTAComponent | C2106-M8-80 | 1 | Release | Each | 5.0 | GB_T 93，M8，Spring Steel，Black Oxide finish，RoHS Fastener | 25114-M8/-/SRSTWA/BO/GB93 | TR FORMAC SHANGHAI PTE LTD | HLE
3219 | 6 | 46 |  | CTAComponent | C1213-M3C010-14 | 1 | Release | Each | 4.0 | GB_T 9074.8，M3x10mm，Grade 4.8 Steel，Zinc finish，RoHS Fastener | 25114-M3/10/PPSTPS/TC1/GB9074.8 | TR FORMAC SHANGHAI PTE LTD | HLE
3220 | 6 | 47 |  | CTAComponent | 5438150 | 3 | Release | Each | 4.0 | Support Pole |  |  | HLE
3221 | 6 | 45 |  | CTAComponent | 1000-M8C055-04 | 1 | Release | Each | 1.0 | Hexagon Socket Head Cap Screw, M8-1.25, X55mm Long, Grade 8.8 Steel, Zinc Plated, RoHS Fastener | 10487-1000-M8C055-04 | OHTA | STM
3222 | 6 | 44 |  | CTAComponent | 5168929 | 1 | Release | Each | 2.0 | copper socket |  |  | HLE
3223 | 6 | 48 |  | CTAComponent | 5497434 | 1 | Release | Each | 2.0 | Cable bracket 2 |  |  | CCX
3224 | 6 | 38 |  | CTAComponent | 2001-M5-03 | 1 | Release | Each | 2.0 | Large Flat Washer, ISO7093, M5, Steel 200HV, Zinc Plated, RoHS Fastener | 11060-M5NWFESTZ6/9021TH 20589-10948-03485 | ANIXTER FASTENAL COMPANY | STM
3225 | 6 | 50 |  | CTAComponent | 5502206 | 1 | Release | Each | 2.0 | cable clamp 2 |  |  | CCX
3226 | 6 | 51 |  | CTAComponent | C1213-M4C012-14 | 1 | Release | Each | 4.0 | GB_T 9074.8，M4x12mm，Grade 4.8 Steel，Zinc finish，RoHS Fastener | 25114-M4/12/PPSTPS/TC1/GB9074.8 | TR FORMAC SHANGHAI PTE LTD | HLE
3227 | 6 | 49 |  | CTAAssembly | 5500184 | 1 | Release | Each | 1.0 | cable clamp base |  |  | CCX
3228 | 7 | 2 |  | CTAComponent | 5498757 | 1 | Release | Each | 1.0 | Mounting Block |  |  | CCX
3229 | 7 | 4 |  | CTAComponent | 5492966 | 1 | Release | Each | 1.0 | Circlip for shaft-GB894.1-86 15 Series Fastener Drawing RoHS Compliant |  |  | CCX
3230 | 7 | 3 |  | CTAComponent | 5500183 | 1 | Release | Each | 1.0 | Mounting plate |  |  | CCX
3231 | 7 | 1 |  | CTAAssembly | 5457746 | 1 | Release | Each | 1.0 | base for cable clamp |  |  | CCX
3232 | 8 | 2 |  | CTAComponent | 5441352 | 1 | Release | Each | 1.0 | Joint Column |  |  | CCX
3233 | 8 | 1 |  | CTAComponent | 5449848 | 1 | Release | Each | 1.0 | Base Board |  |  | CCX
3234 | 5 | 13 |  | CTAComponent | 5439530 | 2 | Release | Each | 1.0 | Foot_up Cover |  |  | HLE
3235 | 5 | 12 |  | CTAAssembly | 5441941 | 1 | Release | Each | 1.0 | Cover For Column Moving Motor |  |  | HLE
3236 | 6 | 2 |  | CTAComponent | 5446203 | 1 | Release | Each | 1.0 | Cover II |  |  | HLE
3237 | 6 | 1 |  | CTAComponent | 5436098 | 1 | Release | Each | 1.0 | Cover I |  |  | HLE
3238 | 6 | 3 |  | CTAComponent | 5456421 | 2 | Release | Each | 1.0 | Cover III |  |  | HLE
3239 | 5 | 11 |  | CTAAssembly | 5451209 | 1 | Release | Each | 1.0 | Foot Cover Welding Assembly |  |  | HLE
3240 | 6 | 2 |  | CTAComponent | 5453091 | 1 | Release | Each | 3.0 | Joint Block |  |  | HLE
3241 | 6 | 1 |  | CTAComponent | 5457195 | 1 | Release | Each | 1.0 | Foot Cover |  |  | HLE
3242 | 5 | 16 |  | CTAComponent | 5436664 | 1 | Release | Each | 7.0 | Base Close Cover |  |  | HLE
3243 | 5 | 10 |  | CTAAssembly | 5459259 | 2 | Release | Each | 1.0 | Base Motor Cover |  |  | HLE
3244 | 6 | 2 |  | CTAComponent | 5437391 | 1 | Release | Each | 1.0 | Base Motor Cover II |  |  | HLE
3245 | 6 | 3 |  | CTAComponent | 5440486 | 1 | Release | Each | 1.0 | Cover For Protecting Mouse |  |  | HLE
3246 | 6 | 1 |  | CTAComponent | 5445396 | 2 | Release | Each | 1.0 | Base Motor Cover I |  |  | CCX
3247 | 6 | 4 |  | CTAComponent | C1213-M3C006-14 | 1 | Release | Each | 2.0 | GB_T 9074.8，M3x6mm，Grade 4.8 Steel，Zinc finish，RoHS Fastener | 25114-M3/6/PPSTPS/TC1/GB9074.8 | TR FORMAC SHANGHAI PTE LTD | HLE
3248 | 5 | 36 |  | CTAAssembly | 5452945 | 6 | Release | Each | 1.0 | Table Electrical Control Unit |  |  | CCX
3249 | 6 | 7 |  | CTAComponent | 1007-M2C008-31 | 1 | Release | Each | 2.0 | Phillips Pan Head Screw, ISO 7045, M2-0.4, X8mm Long, A2-70 Stainless Steel, Passivate, RoHS Fastener | 20589-10948-03589 | FASTENAL COMPANY | STM
3250 | 6 | 6 |  | CTAComponent | 5453489 | 3 | Release | Each | 1.0 | Table Board DC Power Cable |  |  | CCX
3251 | 6 | 9 |  | CTAComponent | 5445416-2 | 1 | Release | Each | 4.0 | AVID PRODUCTS STEEL P-CLAMP or R-clamp DIA6.4, WIDE9.7, 19243-SCP-4-323-203 |  |  | HLE
3252 | 6 | 1 |  | CTAAssembly | 5453695 | 3 | Release | Each | 1.0 | Electrical Bracket Welding Assembly |  |  | HLE
3253 | 7 | 2 |  | CTAComponent | 5438150 | 3 | Release | Each | 12.0 | Support Pole |  |  | HLE
3254 | 7 | 1 |  | CTAComponent | 5474161 | 3 | Release | Each | 1.0 | Electrical Bracket |  |  | HLE
3255 | 6 | 10 |  | CTAComponent | 5445416-3 | 1 | Release | Each | 2.0 | AVID PRODUCTS STEEL P-CLAMP or R-clamp DIA7.9, WIDE9.7,19243 SCP-5-323-203 |  |  | HLE
3256 | 6 | 2 |  | CTAComponent | 5440911 | 2 | Release | Each | 1.0 | Switch Power |  |  | CCX
3257 | 6 | 8 |  | CTAComponent | C1213-M4C008-14 | 1 | Release | Each | 10.0 | GB_T 9074.8，M4x8mm，Grade 4.8 Steel，Zinc finish，RoHS Fastener | 25114-M4/8/PPSTPS/TC1/GB9074.8 | TR FORMAC SHANGHAI PTE LTD | HLE
3258 | 6 | 13 |  | CTAComponent | C1213-M3C008-14 | 1 | Release | Each | 12.0 | GB_T 9074.8，M3x8mm，Grade 4.8 Steel，Zinc finish，RoHS Fastener | 25114-M3/8/PPSTPS/TC1/GB9074.8 | TR FORMAC SHANGHAI PTE LTD | HLE
3259 | 5 | 25 |  | CTAComponent | 1010-M4C006-14 | 2 | Release | Each | 1.0 | Phillips Flat Head Screw, ISO 7046, M4-0.7, X6mm Long, Grade 4.8 Steel, Zinc Plated, RoHS Fastener | 11060-M4C6MXFSTZ6/965A A0996-BN 388 M4-0.7 x 6mm CR6+FREE 12217-25030-109 | ANIXTER BOSSARD MIDWEST PRODUCTS & ENGINEERING | STM
3260 | 5 | 26 |  | CTAComponent | 1010-M5C010-14 | 1 | Release | Each | 8.0 | Phillips Flat Head Screw, ISO 7046, M5-0.8, X10mm Long, Grade 4.8 Steel, Zinc Plated, RoHS Fastener | 20589-10948-03514 11060-M5C10MXFSTZ6/965A | FASTENAL COMPANY ANIXTER | STM
3261 | 5 | 34 |  | CTAComponent | 5457946 | 1 | Release | Each | 1.0 | RICHCO FTH-7A1-RT FLAT TIE HOLDER 25.4x25.4x7.1mm, ACCOMODATES 5x2mm |  |  | HLE
3262 | 5 | 30 |  | CTAComponent | 2000-M12-03 | 1 | Release | Each | 8.0 | Flat Washer, ISO7089, M12, Steel 200HV, Zinc Plated, RoHS Fastener | 11060-M12NWSFSTZ6/125ATP 20589-10948-03460 | ANIXTER FASTENAL COMPANY | STM
3263 | 5 | 31 |  | CTAComponent | 2000-M8-03 | 2 | Release | Each | 8.0 | Flat Washer, ISO7089, M8, Steel 200HV, Zinc Plated, RoHS Fastener | 11060-M8NWSFSTZ6/125ATP 20589-10948-03458 25114-2000-M8-03 | ANIXTER FASTENAL COMPANY TR FORMAC SHANGHAI PTE LTD | STM
3264 | 5 | 3 |  | CTAComponent | 5443770 | 1 | Release | Each | 1.0 | Cable bracket |  |  | HLE
3265 | 5 | 20 |  | CTAComponent | 5454749 | 1 | Release | Each | 1.0 | Cable cover |  |  | HLE
3266 | 5 | 19 |  | CTAComponent | 5441118 | 1 | Release | Each | 1.0 | Energy Chain |  |  | HLE
3267 | 5 | 28 |  | CTAComponent | C1213-M4C012-14 | 1 | Release | Each | 33.0 | GB_T 9074.8，M4x12mm，Grade 4.8 Steel，Zinc finish，RoHS Fastener | 25114-M4/12/PPSTPS/TC1/GB9074.8 | TR FORMAC SHANGHAI PTE LTD | HLE
3268 | 5 | 41 |  | ECCCollectorPart | 5488204 | 5 | Release | Each | 1.0 | PT800+ table cable collector 2 |  |  | CCX
3269 | 6 |  | Table Frequency Inverter1 signal cable | CTAComponent | 5451810 | 2 | Release | Each | 1.0 | Table Frequency Inverter1 signal cable |  |  | HLE
3270 | 6 |  | Table Relay power cable | CTAComponent | 5444956 | 1 | Release | Each | 1.0 | Table Relay power cable |  |  | HLE
3271 | 6 |  | Table tilt motor power cable | CTAComponent | 5448361 | 2 | Release | Each | 1.0 | Table tilt motor power cable |  |  | HLE
3272 | 6 |  | Table column compressor motor Cable 1 | CTAComponent | 5454313 | 1 | Release | Each | 1.0 | Table column compressor motor Cable 1 |  |  | HLE
3273 | 6 |  | Table column SID potentiometer and cable | CTAComponent | 5457710 | 1 | Release | Each | 1.0 | Table column SID potentiometer and cable |  |  | HLE
3274 | 6 |  | Table column compressor motor Cable 3 | CTAComponent | 5444278 | 3 | Release | Each | 1.0 | Table column compressor motor Cable 3 |  |  | CCX
3275 | 6 |  | Table column SID and Compressor Limit Switch Cable 1 | CTAComponent | 5450221 | 2 | Release | Each | 1.0 | Table column SID and Compressor Limit Switch Cable 1 |  |  | HLE
3276 | 6 |  | Table tilt over LS Assy SW cable | CTAComponent | 5447377 | 1 | Release | Each | 1.0 | Table tilt over LS Assy SW cable |  |  | HLE
3277 | 6 |  | Table column Up Switch Limit Cable | CTAComponent | 5445779 | 1 | Release | Each | 1.0 | Table column Up Switch Limit Cable |  |  | HLE
3278 | 6 |  | Table column Down Switch Limit Cable | CTAComponent | 5453488 | 1 | Release | Each | 1.0 | Table column Down Switch Limit Cable |  |  | HLE
3279 | 6 |  | Table top motor limit switch cable | CTAComponent | 5451808 | 1 | Release | Each | 1.0 | Table top motor limit switch cable |  |  | HLE
3280 | 6 |  | Table tilt stop LS Assy SW cable | CTAComponent | 5453492 | 1 | Release | Each | 1.0 | Table tilt stop LS Assy SW cable |  |  | HLE
3281 | 6 |  | Table column SID motor Cable | CTAComponent | 5448362 | 1 | Release | Each | 1.0 | Table column SID motor Cable |  |  | HLE
3282 | 6 |  | Table Key board Cable | CTAComponent | 5450223 | 2 | Release | Each | 1.0 | Table Key board Cable |  |  | HLE
3283 | 6 |  | Table II base ground cable | CTAComponent | 5452844 | 1 | Release | Each | 1.0 | Table II base ground cable |  |  | HLE
3284 | 6 |  | Table Limit SW cable | CTAComponent | 5436968 | 1 | Release | Each | 1.0 | Table Limit SW cable |  |  | HLE
3285 | 6 |  | Table column UD Switch Limit Cable | CTAComponent | 5438532 | 1 | Release | Each | 1.0 | Table column UD Switch Limit Cable |  |  | HLE
3286 | 6 |  | Table TOP LR motor RC Contact Suppression Cable | CTAComponent | 5451991 | 1 | Release | Each | 2.0 | Table TOP LR motor RC Contact Suppression Cable |  |  | HLE
3287 | 6 |  | Table cover base ground cable | CTAComponent | 5453650 | 1 | Release | Each | 1.0 | Table cover base ground cable |  |  | HLE
3288 | 6 |  | Table TOP LR motor base ground cable | CTAComponent | 5441077 | 1 | Release | Each | 1.0 | Table TOP LR motor base ground cable |  |  | HLE
3289 | 6 |  | Table TOP ground cable | CTAComponent | 5445136 | 3 | Release | Each | 1.0 | Table TOP ground cable |  |  | HLE
3290 | 6 |  | Table intercom communication Cable | CTAComponent | 5436985 | 3 | Release | Each | 1.0 | Table intercom communication Cable |  |  | HLE
3291 | 6 |  | Table cassette absence cable 2 | CTAComponent | 5448191 | 1 | Release | Each | 1.0 | Table cassette absence cable 2 |  |  | HLE
3292 | 6 |  | Table TOP LR motor cable | CTAComponent | 5437749 | 1 | Release | Each | 1.0 | Table TOP LR motor cable |  |  | HLE
3293 | 6 |  | Table Frequency Inverter2 signal cable | CTAComponent | 5440915 | 3 | Release | Each | 1.0 | Table Frequency Inverter2 signal cable |  |  | HLE
3294 | 6 |  | Table column UD Motor Power Cable | CTAComponent | 5448194 | 1 | Release | Each | 1.0 | Table column UD Motor Power Cable |  |  | HLE
3295 | 6 |  | Table Compressor Motor Cable 2 | CTAComponent | 5452648 | 1 | Release | Each | 1.0 | Table Compressor Motor Cable 2 |  |  | HLE
3296 | 6 |  | Table cassette absence Cable 1 | CTAComponent | 5440910 | 3 | Release | Each | 1.0 | Table cassette absence Cable 1 |  |  | HLE
3297 | 6 |  | Table SID and Compressor Switch Limit Cable 2 | CTAComponent | 5451807 | 1 | Release | Each | 1.0 | Table SID and Compressor Switch Limit Cable 2 |  |  | HLE
3298 | 6 |  | TABLE POWER HARNESS | CTAComponent | 5462125 | 3 | Release | Each | 1.0 | TABLE POWER HARNESS |  |  | HLE
3299 | 6 |  | Table Console Spot Control Input cable | CTAComponent | 5441717 | 4 | Release | Each | 1.0 | Table Console Spot Control Input cable |  |  | HLE
3300 | 6 |  | Table Console Move Control Input Cable | CTAComponent | 5440085 | 4 | Release | Each | 1.0 | Table Console Move Control Input Cable |  |  | HLE
3301 | 6 |  | Table motor board power cable | CTAComponent | 5440086 | 3 | Release | Each | 1.0 | Table motor board power cable |  |  | HLE
3302 | 6 |  | Table Switch Power A1P1 Input Cable | CTAComponent | 5446565 | 2 | Release | Each | 1.0 | Table Switch Power A1P1 Input Cable |  |  | HLE
3303 | 6 |  | Table tube tilt stop power cable | CTAComponent | 5447378 | 1 | Release | Each | 1.0 | Tube stop power cable |  |  | HLE
3304 | 6 |  | Table column UD motor base ground cable | CTAComponent | 5448364 | 1 | Release | Each | 1.0 | Table column UD motor base ground cable |  |  | HLE
3305 | 6 |  | Table In-Room Console Move Control Input Cable | CTAComponent | 5460784 | 4 | Release | Each | 1.0 | Table In-Room Console Move Control Input Cable |  |  | CCX
3306 | 6 |  | Table A1-boards frame ground cable | CTAComponent | 5454489 | 2 | Release | Each | 1.0 | Table A1-boards frame ground cable |  |  | HLE
3307 | 6 |  | Table column Tower A6 base ground cable | CTAComponent | 5453649 | 1 | Release | Each | 1.0 | Table column Tower A6 base ground cable |  |  | HLE
3308 | 5 | 38 |  | ECCCollectorPart | 5480084 | 3 | Release | Each | 1.0 | tabel label collector |  |  | CCX
3309 | 6 | 2 |  | CTAComponent | 5453686 | 1 | Release | Each | 1.0 | Fuse specification label |  |  | HLE
3310 | 6 | 6 |  | CTAComponent | 5449185 | 1 | Release | Each | 1.0 | Cassette size label |  |  | HLE
3311 | 6 | 1 |  | CTAComponent | 5485146 | 1 | Release | Each | 1.0 | limit switch label |  |  | CCX
3312 | 6 | 3 |  | CTAComponent | 5484970 | 1 | Release | Each | 4.0 | Position number label |  |  | CCX
3313 | 6 | 5 |  | CTAComponent | 5484944 | 1 | Release | Each | 16.0 | function grounding symbol label |  |  | CCX
3314 | 6 | 4 |  | CTAComponent | 5454527 | 1 | Release | Each | 23.0 | Grounding symbol label |  |  | HLE
3315 | 5 | 39 |  | ECCCollectorPart | 5441176 | 2 | Release | Each | 1.0 | Table cable collector |  |  | CCX
3316 | 6 | 2 |  | CTAComponent | 5451168 | 1 | Release | Each | 1.0 | II Ground Cable |  |  | HLE
3317 | 6 | 3 |  | CTAComponent | 5456926 | 4 | Release | Each | 1.0 | Table tube fan and Cable |  |  | CCX
3318 | 6 | 5 |  | CTAComponent | 5460616 | 5 | Release | Each | 1.0 | Table Tube tilt Stop cable |  |  | CCX
3319 | 6 | 9 |  | CTAComponent | 5440079 | 3 | Release | Each | 1.0 | Table SID Driver Control Cable |  |  | HLE
3320 | 6 | 8 |  | CTAComponent | 5457544 | 3 | Release | Each | 1.0 | Table Tube tilt Button and pitching limit SW Cable |  |  | CCX
3321 | 6 | 4 |  | CTAComponent | 5448190 | 1 | Release | Each | 1.0 | Table column SID Motor Driver Power Cable |  |  | HLE
3322 | 6 | 1 |  | CTAComponent | 5448207 | 1 | Release | Each | 1.0 | II Power Cable to Bulkhead J432 |  |  | HLE
3323 | 6 | 11 |  | CTAComponent | 5437143 | 3 | Release | Each | 1.0 | Table tube 0 degree SW cable |  |  | CCX
3324 | 6 | 14 |  | CTAComponent | 5452651 | 2 | Release | Each | 1.0 | Collimator Power cable |  |  | HLE
3325 | 6 | 15 |  | CTAComponent | 5443491 | 3 | Release | Each | 1.0 | Collimator ground cable |  |  | HLE
3326 | 6 | 12 |  | CTAComponent | 5451809 | 1 | Release | Each | 1.0 | Table SID potentiometer Cable |  |  | HLE
3327 | 6 | 10 |  | CTAComponent | 5459961 | 1 | Release | Each | 1.0 | Table SID motor base ground cable |  |  | HLE
3328 | 6 | 13 |  | CTAComponent | 5456779-2 | 2 | Release | Each | 1.0 | Collimator control cable 1-new |  |  | CCX
3329 | 5 | 40 |  | ECCCollectorPart | 5442003 | 5 | Release | Each | 1.0 | Table Accessary Collector |  |  | CCX
3330 | 6 | 5 |  | CTAComponent | C1213-M4C012-14 | 1 | Release | Each | 2.0 | GB_T 9074.8，M4x12mm，Grade 4.8 Steel，Zinc finish，RoHS Fastener | 25114-M4/12/PPSTPS/TC1/GB9074.8 | TR FORMAC SHANGHAI PTE LTD | HLE
3331 | 6 | 1 |  | CTAComponent | 5452031 | 2 | Release | Each | 1.0 | Cable Plastic Pipe |  |  | HLE
3332 | 6 | 6 |  | CTAComponent | 1010-M4C012-14 | 2 | Release | Each | 4.0 | Phillips Flat Head Screw, ISO 7046, M4-0.7, X12mm Long, Grade 4.8 Steel, Zinc Plated, RoHS Fastener | 11060-M4C12MXFSTZ6/965A 20589-10948-03509 24140-M4/12/KPSTMC/TC1/DIN965 | ANIXTER FASTENAL COMPANY TR FORMAC DIV OF TR FASTENINGS | STM
3333 | 6 | 10 |  | CTAComponent | 5500984 | 1 | Release | Each | 1.0 | Cable sleeve 4 |  |  | CCX
3334 | 6 | 8 |  | CTAComponent | 5500982 | 1 | Release | Each | 1.0 | Cable sleeve 2 |  |  | CCX
3335 | 6 | 9 |  | CTAComponent | 5500983 | 1 | Release | Each | 3.0 | Cable sleeve 3 |  |  | CCX
3336 | 6 | 7 |  | CTAComponent | 5500979 | 1 | Release | Each | 2.0 | Cable sleeve 1 |  |  | CCX
3337 | 6 | 12 |  | CTAComponent | 5500987 | 1 | Release | Each | 1.0 | Cable sleeve 6 |  |  | CCX
3338 | 6 | 11 |  | CTAComponent | 5500986 | 1 | Release | Each | 1.0 | Cable sleeve 5 |  |  | CCX
3339 | 5 | 37 |  | CTAComponent | 1007-M4C020-14 | 1 | Release | Each | 2.0 | Phillips Pan Head Screw, ISO 7045, M4-0.7, X20mm Long, Grade 4.8 Steel, Zinc Plated, RoHS Fastener | 20589-10948-03573 11060-M4C20MXPSTZ6/7985 | FASTENAL COMPANY ANIXTER | STM
3340 | 4 | 13 |  | CTAComponent | 5456160 | 2 | Release | Each | 1.0 | Table Board Interface Cable1 |  |  | CCX
3341 | 4 | 14 |  | ECCCollectorPart | 5498545 | 1 | Release | Each | 1.0 | pt800+ table fuse collector |  |  | CCX
3342 | 5 |  | 10A fuse | CTAComponent | 5438741 | 1 | Release | Each | 2.0 | 10A fuse |  |  | HLE
3343 | 5 |  | 2A fuse | CTAComponent | 5438743 | 1 | Release | Each | 2.0 | 2A fuse |  |  | HLE
3344 | 5 |  | 4A fuse | CTAComponent | 5449858 | 1 | Release | Each | 1.0 | 4A Fuse |  |  | HLE
3345 | 4 | 10 |  | CTAComponent | 5450106 | 1 | Release | Each | 1.0 | Grid for Precision THUNIS-800+ |  |  | HLE
3346 | 4 | 9 |  | CTAAssembly | 5473935 | 4 | Release | Each | 1.0 | Intercom Board Assembly |  |  | CCX
3347 | 5 | 2 |  | CTACircuitBoard | 5451492 | 4 | Release | Each | 1.0 | Intercom Board PWA |  |  | CCX
3348 | 6 |  | CR13, CR14 | CTAComponent | 5483033 | 1 | Release | Each | 2.0 | ULTRA LOW CAPACITANCE TVS ARRAY of 24V STAND-OFF VOLTAGE |  |  | HLE
3349 | 6 |  | U8 | CTAOOC | 5454247 | 2 | Not Recommended | Each | 1.0 | CONVERTER DAC, 24BIT, 192 KHZ, 2CHANNELS PER PKG, TSSOP10, UNKNOWN WHISKER RISK | 26334-CS4344-CZZ | CIRRUS LOGIC INC. | STE
3350 | 6 |  | U1 | CTAOOC | 2142461 | 2 | Restricted | Each | 1.0 | AMPLIFIER OP AMP OP284 DUAL AMPLIFIER_NEW OP AMP PRECISION RAIL-TO-RAIL INPUT and OUTPUT OP284 S08 | 01649-OP284FSZ | ANALOG DEVICES | STE
3351 | 6 |  | C2,C6,C22,C37,C52,C58,C63,C68 | CTAOOC | 2183937-10 | 3 | Standard | Each | 8.0 | CAPA TANT 10UF 10% 25V 6032 | 08390-T491C106K025AT 08390-B45196H5106K30 18981-293D106X9025C2TE3 19214-TAJC106K025RNJ | KEMET KEMET VISHAY AVX/KYOCERA | STE
3352 | 6 |  | J4 | CTAOOC | 2115384-2 | 2 | Standard | Each | 1.0 | FASTON TAB, 6.3X0.8MM, STRAIGHT, 5.08MM PITCH, PWB3.2, TINNED | 04947-1287 18996-1217056-1 | KEYSTONE ELECTRONICS CORP TE CONNECTIVITY | STE
3353 | 6 |  | FL2 | CTAComponent | 5482604 | 1 | Release | Each | 1.0 | CHIP EMIFIL Capacitor Type |  |  | HLE
3354 | 6 |  | R57 | CTAOOC | 5160167 | 2 | Standard | Each | 1.0 | RESISTOR, 0R, THICK FILM, 2512, 2A, 0.05 OHM | 18981-CRCW25120000Z0E 11962-RC2512JK-070RL 06725-RK73Z3AT 02254-MCR100JZHJ000 | VISHAY YAGEO KOA ROHM | STE
3355 | 6 |  | R10,R47-R54 | CTAOOC | 2234757-15 | 3 | Standard | Each | 9.0 | RESISTOR 22R1 1% 100MW 0603 THICK-FI | 02254-MCR03EZPFX22R1 00078-CR0603FX22R1ELF 18981-CRCW060322R1FKE 06725-RK73H1JTTD22R1F 11962-RC0603FR-0722R1L 05498-MC060322R1FTW 00006-WCR0603LF22R1F | ROHM BOURNS VISHAY KOA YAGEO RCD COMPONENTS INC. IRC | STE
3356 | 6 |  | U3,U15 | CTAOOC | 2196877-3 | 6 | Standard | Each | 2.0 | IC, LOGIC, 74LVC-LCX04, TSSOP14 | 18846-MC74LCX04DTG 19638-LVC04BTELL-E 00352 74LVC04APW 00495-SN74LVC04APWE4 00495-SN74LVC04APW | ON SEMICONDUCTOR RENESAS TECHNOLOGY CORP NXP (FORMERLY PHILIPS COMPONEN TEXAS INSTRUMENTS TEXAS INSTRUMENTS | STE
3357 | 6 |  | U12 | CTAOOC | 2211252-9 | 2 | Standard | Each | 1.0 | LOGIC 74AHC-VHC125 TSSOP14 | 00495-SN74AHC125PWE4 18846-MC74VHC125DTR2G | TEXAS INSTRUMENTS ON SEMICONDUCTOR | STE
3358 | 6 |  | CR1,CR2 | CTAOOC | 2224981-8 | 1 | Standard | Each | 2.0 | SEMICONDUCTOR, DIODE 130VOLTS 1M AMPS UNIDIRECTIONAL, SMB DO-214AA | 18981-P6SMB130A-E3 18846-P6SMB130AT3G | VISHAY ON SEMICONDUCTOR | STE
3359 | 6 |  | TP1-TP9 | CTAOOC | 2233921 | 2 | Standard | Each | 9.0 | TEST POINT, SMD 1005 | 04947 5015 ZZC70-TP-108-02-1-T | KEYSTONE ELECTRONICS CORP COMPONENTS CORPORATION | STE
3360 | 6 |  | U7 | CTAOOC | 2196877-40 | 2 | Standard | Each | 1.0 | LOGIC LVC-LCX 125 TSSOP | 00124-74LVC125ATTR 18846-MC74LCX125DTG 00352 74LVC125APW 00495-SN74LVC125APWRE4 00124-74LCX125TTR | ST MICROELECTRONICS ON SEMICONDUCTOR NXP (FORMERLY PHILIPS COMPONEN TEXAS INSTRUMENTS ST MICROELECTRONICS | STE
3361 | 6 |  | C84 | CTAOOC | 2187496-100 | 1 | Standard | Each | 1.0 | CAPACITOR CERAMIC, NPO, 2.7NF, 1Percent, 50V, SMD 0805 | 18981-VJ0805A272FXAA 12361-0805J0500272FC 08390-C0805C272F5GAC 19214-08055A272FAT2A | VISHAY SYFER TECHNOLOGY LIMITED KEMET AVX/KYOCERA | STE
3362 | 6 |  | C5,C31,C45 | CTAOOC | 2183937-15 | 4 | Standard | Each | 3.0 | CAPA TANT 100UF 10% 10V 7343 | 08390-T491D107K010AT 08390-B45196H2107K40 00042-293D107X9010D2TE3 19214-TAJD107K010RNJ | KEMET KEMET VISHAY SPRAGUE AVX/KYOCERA | STE
3363 | 6 |  | C107 | CTAOOC | 2235239-4 | 2 | Standard | Each | 1.0 | CAPACITOR X7R 22NF 10% 25V 0603 | 19214-06033C223KAT 11962-CC0603KRX7R8BB223 18981-VJ0603Y223KXX 08390 C0603C223K3RAC 03041-C1608X7R1E223K | AVX/KYOCERA YAGEO VISHAY KEMET TDK | STE
3364 | 6 |  | C3,C4,C7-C21,C23,C25-C27,C33,C34,C39-C41,C47,C49,C64-C67,C69,C71-C74,C80,C82,C94-C97,C99-C102 | CTAOOC | 2235239-6 | 2 | Standard | Each | 47.0 | CAPACITOR X7R 100NF 10% 16V 0603 | 08390 C0603C104K4RAC 18981-VJ0603Y104KXJ 11962-CC0603KRX7R7BB104 19214-0603YC104KAT | KEMET VISHAY YAGEO AVX/KYOCERA | STE
3365 | 6 |  | C90,C91 | CTAOOC | 2235238-8 | 1 | Standard | Each | 2.0 | CAPA NPO 1NF 5% 25V 0603 | 19214-06033A102JAT 11962-CC0603JRNPO8BN102 | AVX/KYOCERA YAGEO | STE
3366 | 6 |  | C44 | CTAOOC | 2235238-28 | 3 | Standard | Each | 1.0 | CAPACITOR 180P, 1 percent, 50V, CERAMIC, C0G NPO, 0603 | 19214-06035A181FAT 11623-NMC0603NPO181F50TRPF 11962-CC0603FRNPO9BN181 18981-VJ0603A181FXA 02862-GRM1885C1H181FA01 | AVX/KYOCERA NIC COMPONENTS CORPORATION YAGEO VISHAY MURATA | STE
3367 | 6 |  | C1,C29,C36,C55,C60-C62,C103-C106 | CTAOOC | 2235239-3 | 6 | Standard | Each | 11.0 | CAPACITOR X7R 10NF 10 PERCENT 50V 0603 | 08390 C0603C103K5RAC 03041 C1608X7R1H103K 18981-VJ0603Y103KXA 11962-CC0603KRX7R9BB103 03041-C1608X7R1H103K080AA 19214-06035C103KAT | KEMET TDK VISHAY YAGEO TDK AVX/KYOCERA | STE
3368 | 6 |  | C77 | CTAOOC | 2235238-6 | 3 | Standard | Each | 1.0 | CAPA NPO 220PF 5% 50V 0603 | 11962-CC0603JRNPO9BN221 08390 C0603C221J5GAC 00401-CEC14CW 220PF 5% 63V 03041-C1608C0G1H221J 18981-VJ0603A221JXA 03041-C1608C0G1H221J080AA | YAGEO KEMET EUROFARAD TDK VISHAY TDK | STE
3369 | 6 |  | C30,C38 | CTAOOC | 2235238-2 | 5 | Standard | Each | 2.0 | CAPA NPO 10PF 5% 50V 0603 | 00401-CEC14CW 10PF 5% 63V 03041-C1608C0G1H100D 19214-06035A100JAT 18981-VJ0603A100JXA 08390-C0603C100J5GAC 11962-CC0603JRNPO9BN100 03041-C1608C0G1H100D080AA | EUROFARAD TDK AVX/KYOCERA VISHAY KEMET YAGEO TDK | STE
3370 | 6 |  | R58,R60-R63,R67 | CTAOOC | 2292664-40 | 5 | Standard | Each | 6.0 | RESISTOR, 4K70, 0.1Percent, 63MW, THIN FILM, 25PPM, 0603 | 05498-BLU0603-4701-BT25W 10302-RNCF16-T9-4.70K-0.1% 18981-TNPW06034K70BEE 11962-RT0603BRD074K7L 00006-PCF-W0603LF-03-4701-B 06725-RN731JTTD4701B25 10302-RNCF0603BTE4K70 | RCD COMPONENTS INC. SEI VISHAY YAGEO IRC KOA SEI | STE
3371 | 6 |  | U9 | CTAOOC | 2252400-4 | 1 | Restricted | Each | 1.0 | POWER SUPPLY 5 VOLTS 306m AMPS 5 VOL REGULATED, 1000V ISOLATION, SO-28 | 00495-DCR010505UE4 | TEXAS INSTRUMENTS | STE
3372 | 6 |  | S1 | CTAOOC | 2253364-2 | 3 | Not Recommended | Each | 1.0 | SURFACE MOUNT DIP SWITCH, 4 POSITION GULL WING WITH POLYIMIDE TAPE SEAL MACHINE-INSERTABLE. WARNING: Unknown Whisker Risk | 05229-90HBW04PRT 00031-219004MST | GRAYHILL CTS CORP | STE
3373 | 6 |  | DS1-DS7 | CTAOOC | 2279219-2 | 1 | Standard | Each | 7.0 | LED GREEN LTST-C190G 0603 SMD | 18802 AP1608SGC 00941 HSMG-C190 11520 LTST-C190GKT 09050 PG1111C | KINGBRIGHT AVAGO TECHNOLOGIES LITE-ON STANLEY ELECTRIC CO LTD | STE
3374 | 6 |  | R73 | CTAOOC | 2292664-9 | 4 | Standard | Each | 1.0 | RESISTOR 10K OHMS .1 PERCENT, 0603 SMT 62.5 MW, 50 V MAX WORKING VOLTAGE | 06725-RN731JTTD1002B25 00006-PFC-W0603LF-03-1002-B 18981-TNPW060310K0BEE | KOA IRC VISHAY | STE
3375 | 6 |  | C88,C89 | CTAOOC | 2235239-21 | 2 | Standard | Each | 2.0 | CAPACITOR 0.22U, 10 PERCENT, 25V, CERAMIC, X7R, 0603 | 02862-GRM188R71E224KA88 11962-CC0603KRX7R8BB224 03041-C1608X7R1E224K 08390-C0603C224K3RAC 03041-C1608X7R1E224K080AC | MURATA YAGEO TDK KEMET TDK | STE
3376 | 6 |  | R68,R71 | CTAOOC | 2236238 | 2 | Standard | Each | 2.0 | RESISTOR, 0 OHM, THICK FILM, 0603, 1A, 0.05 OHM MAX | 02254-MCR03EZPJ000 18981-CRCW06030000Z0E 00078-CR0603J/000ELF 05498-ZC0603TW 06725-RK73Z1JT 11962-RC0603JR-070RL | ROHM VISHAY BOURNS RCD COMPONENTS INC. KOA YAGEO | STE
3377 | 6 |  | C109,C110 | CTAOOC | 2235239-14 | 1 | Standard | Each | 2.0 | CAPACITOR 33N, 10percent, 25V, CERAMIC, X7R, C0603 UM33nCC | 18981-VJ0603Y-333K-XX 08390-C0603C333K3RAC 19214-0603-3C-333-KAT | VISHAY KEMET AVX/KYOCERA | STE
3378 | 6 |  | R1-R4,R7-R9,R11,R13-R15,R17,R18,R20,R22-R24,R26,R30-R32,R34,R39,R55,R56,R79,R82-R85 | CTAOOC | 2324551-19 | 3 | Standard | Each | 30.0 | RESISTOR 2k OHMS 1 % .1 WATTS SMT 0603 THICK FILM | 06725-RK73H1JTTD2001F 11962-RC0603FR-072KL 18981-CRCW06032K00FKE 02254 MCR03EZPFX2001 00006-WCR0603LF2001F 05498-MC06032001FTW 10302-RMCF0603FT2K00 | KOA YAGEO VISHAY ROHM IRC RCD COMPONENTS INC. SEI | STE
3379 | 6 |  | R80,R81 | CTAOOC | 2324551-20 | 4 | Standard | Each | 2.0 | RESISTOR 20k OHMS 1 PERCENT .1 WATTS SMT 0603 THICK FILM | 11962-RC0603FR-0720KL 06725-RK73H1JTTD2002F 18981-CRCW060320K0FKE 00006-WCR0603LF2002F 02254 MCR03EZPFX2002 05498-MC06032002FTW 10302-RMCF0603FT20K0 | YAGEO KOA VISHAY IRC ROHM RCD COMPONENTS INC. SEI | STE
3380 | 6 |  | R37,R69 | CTAOOC | 2324551-39 | 3 | Standard | Each | 2.0 | RESISTOR 4.99k OHMS 1 % .1 WATTS SMT 0603 THICK FILM | 18981-CRCW06034K99FKE 11962-RC0603FR-074K99L 00006-WCR0603LF4991F 05498-MC06034991FTW 06725-RK73H1JTTD4991F 02254 MCR03EZPFX4991 10302-RMCF0603FT4K99 | VISHAY YAGEO IRC RCD COMPONENTS INC. KOA ROHM SEI | STE
3381 | 6 |  | R5,R6,R45 | CTAOOC | 2324551-4 | 4 | Standard | Each | 3.0 | RESISTOR 10k OHMS 1 PERCENT .1 WATTS SMT 0603 THICK FILM | 02254 MCR03EZPFX1002 06725-RK73H1JTTD1002F 10302-RMCF1/16-10K-1percent 00006-WCR0603LF1002F 18981-CRCW060310K0FKE 05498-MC06031002FTW 11962-RC0603FR-0710KL 10302-RMCF0603FT10K0 | ROHM KOA SEI IRC VISHAY RCD COMPONENTS INC. YAGEO SEI | STE
3382 | 6 |  | R66 | CTAOOC | 2324551-18 | 3 | Standard | Each | 1.0 | RESISTOR 200 OHMS 1 PERCENT .1 WATTS SMT 0603 THICK FILM | 11962-RC0603FR-07200RL 06725-RK73H1JTTD2000F 00006-WCR0603LF2000F 05498-MC06032000FTW 02254-MCR03EZPFX2000 18981-CRCW0603200RFKE 10302-RMCF0603FT200R | YAGEO KOA IRC RCD COMPONENTS INC. ROHM VISHAY SEI | STE
3383 | 6 |  | R33,R59 | CTAOOC | 2324551-3 | 3 | Standard | Each | 2.0 | RESISTOR 1k OHMS 1 PERCENT .1 WATTS SMT 0603 THICK FILM | 00006-WCR0603LF1001F 06725-RK73H1JTTD1001F 05498-MC06031001FTW 02254 MCR03EZPFX1001 11962-RC0603FR-071KL 18981-CRCW06031K00FKE 10302-RMCF0603FT1K00 | IRC KOA RCD COMPONENTS INC. ROHM YAGEO VISHAY SEI | STE
3384 | 6 |  | FL1,FL3,FL6-FL8 | CTAOOC | 2306384-3 | 1 | Standard | Each | 5.0 | FERRITE BEAD, 120 OHM at 100 MHZ, 150 MA RATING, 0603 PACKAGE | 18981-ILHB-0603ER121V | VISHAY | STE
3385 | 6 |  | R75-R78 | CTAOOC | 2324551-317 | 2 | Standard | Each | 4.0 | RESISTOR 51.1 OHMS 1 % .1 WATTS SMT 0603 THICK FILM | 02254 MCR03EZPFX51R1 11962-RC0603FR-0751R1L 00006-WCR0603LF51R1F 05498-MC060351R1FTW 18981-CRCW060351R1FKE 06725-RK73H1JTTD51R1F 10302-RMCF0603FT51R1 | ROHM YAGEO IRC RCD COMPONENTS INC. VISHAY KOA SEI | STE
3386 | 6 |  | R74 | CTAOOC | 2324551-333 | 2 | Standard | Each | 1.0 | RESISTOR 475 OHMS 1percent .1 WATTS SMT 0603 THICK FILM | 11962-RC0603FR-07475RL 18981-CRCW0603475RFKE 00078-CR0603FX4750ELF 05498-MC06034750FTW 06725-RK73H1JTTD4750F 02254-MCR03EZPFX4750 00006-WCR0603LF4750F 10302-RMCF0603FT475R | YAGEO VISHAY BOURNS RCD COMPONENTS INC. KOA ROHM IRC SEI | STE
3387 | 6 |  | R27 | CTAOOC | 2324551-91 | 2 | Standard | Each | 1.0 | RESISTOR 2.21k OHMS 1 % .1 WATTS SMT 0603 THICK FILM | 00006-WCR0603LF2211F 11962-RC0603FR-072K21L 05498-MC06032211FTW 02254 MCR03EZPFX2211 06725-RK73H1JTTD2211F 18981-CRCW06032K21FKE 10302-RMCF0603FT2K21 | IRC YAGEO RCD COMPONENTS INC. ROHM KOA VISHAY SEI | STE
3388 | 6 |  | R70 | CTAOOC | 2324551-163 | 2 | Standard | Each | 1.0 | RESISTOR 121k OHMS 1 % .1 WATTS SMT 0603 THICK FILM | 02254 MCR03EZPFX1213 06725-RK73H1JTTD1213F 00006-WCR0603LF1213F 11962-RC0603FR-07121KL 18981-CRCW0603121KFKE 05498-MC06031213FTW 10302-RMCF0603FT121K | ROHM KOA IRC YAGEO VISHAY RCD COMPONENTS INC. SEI | STE
3389 | 6 |  | R72 | CTAOOC | 2324551-193 | 2 | Standard | Each | 1.0 | RESISTOR 274k OHMS 1 % .1 WATTS SMT 0603 THICK FILM | 18981-CRCW0603274KFKE 05498-MC06032743FTW 11962-RC0603FR-07274KL 00006-WCR0603LF2743F 02254 MCR03EZPFX2743 06725-RK73H1JTTD2743F 10302-RMCF0603FT274K | VISHAY RCD COMPONENTS INC. YAGEO IRC ROHM KOA SEI | STE
3390 | 6 |  | R64,R65 | CTAOOC | 2324551-59 | 3 | Standard | Each | 2.0 | RESISTOR 121 OHMS 1 PERCENT .1 WATTS SMT 0603 THICK FILM | 00006-WCR0603LF1210F 06725-RK73H1JTTD1210F 11962-RC0603FR-07121RL 02254 MCR03EZPFX1210 18981-CRCW0603121RFKE 05498-MC06031210FTW 10302-RMCF0603FT121R | IRC KOA YAGEO ROHM VISHAY RCD COMPONENTS INC. SEI | STE
3391 | 6 |  | R12,R16,R19,R21,R25,R28,R29 | CTAOOC | 2324551-54 | 3 | Standard | Each | 7.0 | RESISTOR 511 OHMS 1 % .1 WATTS SMT 0603 THICK FILM | 18981-CRCW0603511RFKE 00006-WCR0603LF5110F 02254 MCR03EZPFX5110 11962-RC0603FR-07511RL 06725-RK73H1JTTD5110F 05498-MC06035110FTW 10302-RMCF0603FT511R | VISHAY IRC ROHM YAGEO KOA RCD COMPONENTS INC. SEI | STE
3392 | 6 |  | J3 | CTAOOC | 2402275 | 2 | Restricted | Each | 1.0 | CONNECTOR 5.08MM MSTB-GF, 1X2POS HEADER, RIGHT ANGLE, SCREW LOCK, TINNED, PWB2.4 | 11675 1776508 | PHOENIX CONTACTS | STE
3393 | 6 |  | C78,C79,C81,C83,C86,C87 | CTAOOC | 2385110-2 | 2 | Not Recommended | Each | 6.0 | CAPACITOR CERAMIC, X5R, 1UF, 10Percent, 25V, 0805 | 19214-08053D105KAT 08390-C0805C105K3PAC 02862-GRM216R61E105KA12 | AVX/KYOCERA KEMET MURATA | STE
3394 | 6 |  | C24,C28,C32,C54,C98,C108,C111-C112 | CTAOOC | 2385111 | 4 | Not Recommended | Each | 8.0 | CAPACITOR CERAMIC, X5R, 1UF, 10Percent, 10V, SMD 0603 | 07092-ECJ1VB1A105K 19214-CM105X5R105K10A 03041-C1608X5R1A105K 02862-GRM188R61A105KA61 03041-C1608X5R1A105K080AC | PANASONIC AVX/KYOCERA TDK MURATA TDK | STE
3395 | 6 |  | C85 | CTAOOC | 2385569-5 | 3 | Standard | Each | 1.0 | CAPACITOR CERAMIC, X5R, 10UF, 10Percent, 25V, SMD 1210 | 03041-C3225X5R1E106K 08390-C1210C106K3PAC 19214-CM32X5R106K25A 19214-12103D106KAT 03041-C3225X5R1E106K250AA | TDK KEMET AVX/KYOCERA AVX/KYOCERA TDK | STE
3396 | 6 |  | U10,U11 | CTAOOC | 2384570-2 | 1 | Standard | Each | 2.0 | OPTOELECTRONICS DIGITAL ISOLATOR 3.3V AND 5V TTL-CMOS COMPATIBLE, SO8 | 01649 ADUM1100BRZ | ANALOG DEVICES, INC. ANALOG DEVICES | STE
3397 | 6 |  | FL12,FL13 | CTAOOC | 2381824 | 1 | Standard | Each | 2.0 | FERRIT CHIP Z330 100MHZ 1.5A 0805 | 03041 MPZ2012S331A 02862 BLM21PG331SN1 | TDK MURATA | STE
3398 | 6 |  | L2,L3 | CTAOOC | 2367026-2 | 1 | Standard | Each | 2.0 | INDUCTOR NEW POWER 33U HENRYS 5 AMPS SMT SHIELDED PACKAGE | 00078-SRR1806-330M 07200-DS5022P-333MT | BOURNS COILCRAFT | STE
3399 | 6 |  | U2 | CTAOOC | 5128730-10 | 1 | Standard | Each | 1.0 | IC EPLD EPM1270, 1270 LE, 116 I-O, VCCINT 3.3V 2.5V, VCCIO 3.3V TO 1.5V, SPEED GRADE 5, TQFP144 | 10208-EPM1270T144C5N | ALTERA | STE
3400 | 6 |  | C75,C76,C92,C93 | CTAOOC | 5146178 | 4 | Standard | Each | 4.0 | CAPACITOR 0.47U, 10 percent, 16V, CERAMIC, X7R, 1608,U1600CS | 02862-GRM188R71C474KA88 03041-C1608X7R1C474K 08390-C0603C474K4RAC 03041-C1608X7R1C474K080AC | MURATA TDK KEMET TDK | STE
3401 | 6 |  | U17 | CTAOOC | 5151368-2 | 3 | Restricted | Each | 1.0 | LINEAR AMPLIFIER, 6.5-W MONO CLASS-D AUDIO POWER AMPLIFIER, 1 PER PKG, 20KHZ, 50MV OFFSET, TSSOP | 00495-TPA3007D1PWG4 00495-TPA3007D1PW | TEXAS INSTRUMENTS TEXAS INSTRUMENTS | STE
3402 | 6 |  | D1-D3 | CTAOOC | 5224726-2 | 1 | Standard | Each | 3.0 | DIODE, RECTIFIER, MURS120, 1A, 200V, 25NS REVERSE RECOVERY, SMB-J | 18846-MURS120T3G 18981-MURS120-E3 00037-MURS120-13-F | ON SEMICONDUCTOR VISHAY DIODES INC. | STE
3403 | 6 |  | CR17, CR22, CR23-CR24 | CTAOOC | 2408243-2 | 1 | Restricted | Each | 4.0 | DIODE, TVS, BIDIRECTIONAL, 350W PEAK, 13.3V VZ, 11A PEAK, GBLC12C, SOD323 PACKAGE | 10289-GBLC12C-LF | PROTEK DEVICES | STE
3404 | 6 |  | J1 | CTAOOC | 5124823 | 2 | Restricted | Each | 1.0 | CONNECTOR HEADER, 3 CONTACTS, PIN, RIGHT-ANGLE, 5A, 3MM PITCH, | 01525-43650-0302 | MOLEX | STE
3405 | 6 |  | CR3-CR12 | CTAOOC | 2408243 | 1 | Restricted | Each | 10.0 | U1813HE SEMICONDUCTOR DIODE 5 VOLTS 5U AMPS | 10289-GBLC05C-LF | PROTEK DEVICES | STE
3406 | 6 |  | Y1 | CTAOOC | 5409769 | 1 | Standard | Each | 1.0 | OSCILLATOR, 24.576 MHZ, 3.3V, CMOS, 50PPM, -10C TO 70C, 3.2X2.5MM SMT PACKAGE | 19214-KC3225A24.5760C30E00 19133-EB13E2D2H-24.576M 11682-SM4445TV-24.576M | AVX/KYOCERA ECLIPTEK PLETRONICS | STE
3407 | 6 |  | U6 | CTAComponent | 5450428 | 1 | Release | Each | 1.0 | 98dB,96kHz,Multi-Bit Audio AD Converter |  |  | HLE
3408 | 6 | 1 |  | CTACircuitBoard | 5451490 | 1 | Release | Each | 1.0 | PWB for Intercom Board |  |  | HLE
3409 | 6 |  | FL9,FL10 | CTAOOC | 5366219 | 1 | Restricted | Each | 2.0 | MAGNETICS, EMI COMMON MODE CHOKE, 2KOHMS AT 100MHZ, 200MA, 50V, 5X3.3MM SMD PACKAGE | 00078-DR221-333AE | BOURNS | STE
3410 | 6 |  | U4 | CTAOOC | 5394889 | 2 | Standard | Each | 1.0 | IC, AD CONVERTER, 12BITS, 4CHANNELS INPUT, SAR, T AND H, 0.5 TO 1MSPS, SERIAL OUT, 3V TO 5V VCC, ADC124S101C, MSOP10, 85C | 00036-ADC124S101CIMM/NOPB 00495-ADC124S101CIMM/NOPB | NATIONAL SEMICONDUCTOR TEXAS INSTRUMENTS | STE
3411 | 6 |  | U13,U14 | CTAOOC | 5268503-2 | 1 | Standard | Each | 2.0 | IC, TRANSCEIVER RS485-422, SINGLE, HALF DUPLEX, 16MBPS, 5V, MAX13088E, 15KV ESD PROT, SO8 | 07438-MAX13088ECSA+ 20003-SN65HVD3088EDG4 | MAXIM INTEGRATED PRODUCTS TEXAS INSTRUMENT INC. | STE
3412 | 6 |  | C70 | CTAOOC | 46-312294P3 | 3 | Restricted | Each | 1.0 | CAPACITOR TANTALUM, 3.3UF, 10Percent, 16V, SMD 3528 | 18981-293D335X9016B2TE3 08390-T491B335K016AT | VISHAY KEMET | STE
3413 | 6 |  | VR1,VR3 | CTAOOC | 2105122-2 | 3 | Standard | Each | 2.0 | REGULATOR AND REFERENCE VOLTAGE REGU INTERNAL OVERCURRENT LIMITING CIRCUITRY | 06921-LT1117CST-3.3#PBF 00495-REG1117-3.3G4 00036-LM1117MPX-3.3/NOPB 00495-LM1117MPX-3.3/NOPB | LINEAR TECHNOLOGY TEXAS INSTRUMENTS NATIONAL SEMICONDUCTOR TEXAS INSTRUMENTS | STE
3414 | 6 |  | VR2 | CTAOOC | 2105122-6 | 1 | Standard | Each | 1.0 | IC REG, LDO, +5V, 0.8A, LT1117, SOT223 | 06921-LT1117CST-5#PBF | LINEAR TECHNOLOGY | STE
3415 | 6 |  | C42,C43,C48,C50,C56 | CTAOOC | 46-302742P8 | 3 | Standard | Each | 5.0 | CAPACITOR FIXED 1u FARADS 35 VOLTS .138L .110W .075H 3528 SURFACE MOUNT DEVICE | 18981-293D105X9035B2TE3 08390-T491B105K035AT | VISHAY KEMET | STE
3416 | 6 |  | FL4,FL5 | CTAOOC | 46-312066P4 | 2 | Standard | Each | 2.0 | FERRITE BEAD 3.0A, 50OHM AT 100 MHZ SMT 1206 | 02862-BLM31PG500SN1 19114-HI1206T500R-10 | MURATA LAIRD TECHNOLOGIES | STE
3417 | 6 |  | J9 | CTAOOC | 46-289446P7 | 1 | Restricted | Each | 1.0 | CONNECTOR 2 CONTACTS 250 VOLTS 3 AMP SINGLE ROW, RIGHT ANGLE LOW PROFILE | 01525 70553-0001 | MOLEX | STE
3418 | 6 |  | J5-J7 | CTAOOC | 46-275208P2 | 2 | Restricted | Each | 3.0 | 003 CONT PCB MOUNT HSG RT ANGLE | 01525-70555-0072 | MOLEX | STE
3419 | 6 |  | J8 | CTAOOC | 2109908 | 7 | Standard | Each | 1.0 | CONNECTOR_NEW RECTANGULAR, D- 9 EACH D-SUBMINIATURE RIGHT ANGLE CONNECTOR FRONT METAL SHELL 9 PINS 747840-4 | 18996-5747840-4 01940-6E17-C-009-P-AJ-1-21 10099-09 68 163 5812 00214-D09P33E6GX00LF | TE CONNECTIVITY AMPHENOL HARTING FCI | STE
3420 | 6 |  | J2 | CTAOOC | 2106009-6 | 1 | Restricted | Each | 1.0 | CONNEC LOW-PROF TRANSI 10C HEAD STR | 01940 821-A010P-AM-A00 00214-75869-101LF 00266-N2510-6002RB 10099-09 18 510 6324 18996-5103308-1 | AMPHENOL FCI 3M (MINNESOTA MINING MFG) HARTING TE CONNECTIVITY | STE
3421 | 5 | 1 |  | CTASoftware | 5474007 | 2 | Release | Each | 1.0 | Precision THUNIS-800+ Intercom firmware |  |  | CCX
3422 | 4 | 12 |  | ECCCollectorPart | 5479475 | 1 | Release | Each | 1.0 | TIE Collector |  |  | HLE
3423 | 5 | 1 |  | CTAComponent | 5438938 | 1 | Release | Each | 40.0 | NYLON BINDING TIE CLAMP HellermannTyton T-50L tie wrap 383x4.8mm Max Bundle Dia 105mm |  |  | HLE
3424 | 5 | 2 |  | CTAComponent | 5461759 | 1 | Release | Each | 100.0 | NYLON BINDING TIE CLAMP KSS CV-180 tie wrap 180x3.6mm Max Bundle Dia 46mm |  |  | HLE
3425 | 3 | 11 |  | ECCCollectorPart | 5439215 | 2 | Release | Each | 1.0 | MIS cables for Precision THUNIS-800+ |  |  | HLE
3426 | 4 | 2 |  | CTAComponent | 5450388 | 1 | Release | Each | 1.0 | MIS PCU Generator Interface Cable |  |  | HLE
3427 | 4 | 3 |  | CTAComponent | 5437146 | 3 | Release | Each | 1.0 | MIS II Power and Control Cable |  |  | HLE
3428 | 4 | 4 |  | CTAComponent | 5442714 | 1 | Release | Each | 1.0 | MIS CPI Input Power Cable1 U |  |  | HLE
3429 | 4 | 5 |  | CTAComponent | 5438694 | 1 | Release | Each | 1.0 | MIS CPI Input Power Cable3 W |  |  | HLE
3430 | 4 | 1 |  | CTAComponent | 5462260 | 2 | Release | Each | 1.0 | MIS IF board Generator IF board Interface Cable |  |  | HLE
3431 | 4 | 10 |  | CTAComponent | 5451170 | 2 | Release | Each | 1.0 | MIS IF board Generator Digital Interface Cable |  |  | HLE
3432 | 4 | 11 |  | CTAComponent | 5449152 | 1 | Release | Each | 1.0 | MIS System Console Power Cable |  |  | HLE
3433 | 4 | 9 |  | CTAComponent | 5451169 | 1 | Release | Each | 1.0 | MIS System Console Ground Cable |  |  | HLE
3434 | 4 | 7 |  | CTAComponent | 5440236 | 3 | Release | Each | 1.0 | MIS PDU Power ON Cable 2 core |  |  | CCX
3435 | 4 | 8 |  | CTAComponent | 5440237 | 1 | Release | Each | 1.0 | MIS PDU CPI Ground Cable 4# |  |  | HLE
3436 | 4 | 6 |  | CTAComponent | 5456162 | 1 | Release | Each | 1.0 | MIS CPI Input Power Cable2 V |  |  | HLE
3437 | 4 | 16 |  | CTAComponent | 5450222 | 1 | Release | Each | 1.0 | MIS Tube Fan Cable |  |  | HLE
3438 | 4 | 18 |  | CTAComponent | 5436460 | 2 | Release | Each | 1.0 | MIS TABLE POWER CABLE |  |  | HLE
3439 | 4 | 15 |  | CTAComponent | 5451171 | 3 | Release | Each | 1.0 | MIS AEC Feedback Coaxial Cable |  |  | CCX
3440 | 4 | 12 |  | CTAComponent | 5436625 | 2 | Release | Each | 1.0 | MIS collimator light SW cable |  |  | HLE
3441 | 4 | 20 |  | CTAComponent | 5460585 | 2 | Release | Each | 1.0 | MIS intercom communication Cable |  |  | HLE
3442 | 4 | 19 |  | CTAComponent | 5439491 | 1 | Release | Each | 1.0 | MIS PDU-Table Ground Cable |  |  | HLE
3443 | 4 | 21 |  | CTAComponent | 5122632 | 1 | Release | Each | 2.0 | HV Cable | 24192-5122632 | BEIJING GUANGRUI MACHINERY CO | HLE
3444 | 4 | 22 |  | ECCCollectorPart | 5479942 | 3 | Release | Each | 1.0 | MIS Gen. Tube Anode and ground cable assembly |  |  | CCX
3445 | 5 | 2 |  | CTAComponent | 5451994 | 2 | Release | Each | 1.0 | MIS Gen. Tube ground cable |  |  | HLE
3446 | 5 | 3 |  | CTAComponent | 5479710 | 3 | Release | Each | 2.0 | Ferrite split core snap-on 28A5776-0A2 |  |  | HLE
3447 | 5 | 1 |  | CTAComponent | 5445938 | 2 | Release | Each | 1.0 | MIS Gen. Tube Anode cable |  |  | HLE
3448 | 3 | 9 |  | ECCCollectorPart | 5150270 | 3 | Release | Each | 1.0 | Generator for digital system assembly |  |  | HLE
3449 | 4 | 1 |  | CTAComponent | 5123374 | 7 | Release | Each | 1.0 | Generator for digital system |  |  | HLE
3450 | 4 | 2 |  | CTAComponent | 5442735 | 1 | Release | Each | 1.0 | generator rating plate |  |  | HLE
3451 | 5 | 1 |  | CTAComponent | 46-303268P1 | 10 | Release | Each | 1.0 | PRODUCT LOCATOR CARD FORM FOR RATING PLATES, PRINTED BY DUPLITECH | 25823-46-303268P1 | DL3 | CTZ
3452 | 3 | 12 |  | ECCCollectorPart | 5480083 | 4 | Release | Each | 1.0 | Accessories for Precision THUNIS-800+ |  |  | CCX
3453 | 4 | 2 |  | CTAComponent | 5438938 | 1 | Release | Each | 50.0 | NYLON BINDING TIE CLAMP HellermannTyton T-50L tie wrap 383x4.8mm Max Bundle Dia 105mm |  |  | HLE
3454 | 4 | 5 |  | CTAAssembly | 5443544 | 4 | Release | Each | 4.0 | Dolly Assembly |  |  | CCX
3455 | 5 | 2 |  | CTAComponent | 5129829 | 1 | Release | Each | 1.0 | FOOT WHWWL |  |  | HLE
3456 | 5 | 1 |  | CTAComponent | 5449645 | 1 | Release | Each | 1.0 | Foot Wheel Bracket |  |  | CCX
3457 | 5 | 3 |  | CTAComponent | 1000-M12C020-04 | 2 | Release | Each | 3.0 | Hexagon Socket Head Cap Screw, M12-1.75, X20mm Long, Grade 8.8 Steel, Zinc Plated, RoHS Fastener | 20589-10948-03245 11060-M12C20KCSC9Z6/912 10487-1000-M12C020-04 | FASTENAL COMPANY ANIXTER OHTA | STM
3458 | 4 | 4 |  | CTAOOC | 5310219 | 1 | Standard | Each | 1.0 | Ferrite split core snap-on 28A5131-0A2 | 10309-28A5131-OA2 | STEWARD | EVS
3459 | 4 | 1 |  | CTAComponent | 5461759 | 1 | Release | Each | 50.0 | NYLON BINDING TIE CLAMP KSS CV-180 tie wrap 180x3.6mm Max Bundle Dia 46mm |  |  | HLE
3460 | 4 | 3 |  | ECCCollectorPart | 5448457 | 3 | Release | Each | 1.0 | Fuse collector |  |  | HLE
3461 | 5 | 1 |  | CTAComponent | 5447604 | 1 | Release | Each | 2.0 | 8A Fuse |  |  | HLE
3462 | 5 | 4 |  | CTAComponent | 5449858 | 1 | Release | Each | 1.0 | 4A Fuse |  |  | HLE
3463 | 5 | 3 |  | CTAComponent | 5438741 | 1 | Release | Each | 2.0 | 10A fuse |  |  | HLE
3464 | 5 | 2 |  | CTAComponent | 5438743 | 1 | Release | Each | 2.0 | 2A fuse |  |  | HLE
3465 | 4 | 7 |  | CTAComponent | 5445416-3 | 1 | Release | Each | 2.0 | AVID PRODUCTS STEEL P-CLAMP or R-clamp DIA7.9, WIDE9.7,19243 SCP-5-323-203 |  |  | HLE
3466 | 3 | 10 |  | ECCCollectorPart | 5479473 | 6 | Release | Each | 1.0 | PT800+ 65KW 9IN II SYS label collector |  |  | CCX
3467 | 4 | 4 |  | CTAComponent | 5449450 | 2 | Release | Each | 1.0 | eIFU Label | 19212-5449450 | DURATECH | BAW
3468 | 4 | 5 |  | CTAComponent | 5449177 | 1 | Release | Each | 2.0 | HV Cable Label+ |  |  | HLE
3469 | 4 | 6 |  | CTAComponent | 5462280 | 1 | Release | Each | 2.0 | HV Cable Label- |  |  | HLE
3470 | 4 | 1 |  | CTAComponent | 5438721-EN | 1 | Release | Each | 1.0 | Warning label for compressor |  |  | CCX
3471 | 4 | 13 |  | CTAComponent | 5442749-EN | 1 | Release | Each | 1.0 | Table gear warning label |  |  | CCX
3472 | 4 | 16 |  | CTAComponent | 5445163-EN | 1 | Release | Each | 1.0 | Caution label for footrest |  |  | CCX
3473 | 4 | 15 |  | CTAComponent | 5443538-EN | 1 | Release | Each | 1.0 | Danger label1 |  |  | CCX
3474 | 4 | 3 |  | CTAComponent | 5440265-EN | 1 | Release | Each | 1.0 | PDU Safety Warning |  |  | CCX
3475 | 4 | 14 |  | CTAComponent | 5474227 | 4 | Release | Each | 1.0 | PS800_R system III rating label 65KW |  |  | HLE
3476 | 4 | 10 |  | CTAComponent | 5459238 | 1 | Release | Each | 1.0 | table rating plate |  |  | HLE
3477 | 5 | 1 |  | CTAComponent | 46-303268P1 | 10 | Release | Each | 1.0 | PRODUCT LOCATOR CARD FORM FOR RATING PLATES, PRINTED BY DUPLITECH | 25823-46-303268P1 | DL3 | CTZ
3478 | 4 | 11 |  | CTAComponent | 5454509 | 1 | Release | Each | 1.0 | PDU rating plate |  |  | HLE
3479 | 5 | 1 |  | CTAComponent | 46-303268P1 | 10 | Release | Each | 1.0 | PRODUCT LOCATOR CARD FORM FOR RATING PLATES, PRINTED BY DUPLITECH | 25823-46-303268P1 | DL3 | CTZ
3480 | 4 | 12 |  | CTAComponent | 5453315 | 4 | Release | Each | 1.0 | Label ISO 7010-M002 for IEC V3 |  |  | HLE
3481 | 4 | 22 |  | CTAComponent | 5457744-EN | 1 | Release | Each | 1.0 | Danger label 2 |  |  | CCX
3482 | 4 | 2 |  | CTAComponent | 2132620 | 2 | Release | Each | 1.0 | EMC LABEL CLASS A GROUP 1 | 19212-201814 | DURATECH | PET
3483 | 4 | 8 |  | CTAComponent | 5442735 | 1 | Release | Each | 1.0 | generator rating plate |  |  | HLE
3484 | 5 | 1 |  | CTAComponent | 46-303268P1 | 10 | Release | Each | 1.0 | PRODUCT LOCATOR CARD FORM FOR RATING PLATES, PRINTED BY DUPLITECH | 25823-46-303268P1 | DL3 | CTZ
3485 | 4 | 9 |  | CTAComponent | 5446751 | 1 | Release | Each | 1.0 | console rating plate |  |  | HLE
3486 | 5 | 1 |  | CTAComponent | 46-303268P1 | 10 | Release | Each | 1.0 | PRODUCT LOCATOR CARD FORM FOR RATING PLATES, PRINTED BY DUPLITECH | 25823-46-303268P1 | DL3 | CTZ
3487 | 4 | 7 |  | CTAComponent | 5497155 | 3 | Release | Each | 1.0 | PS800Refresh LATAM label |  |  | CCX
3488 | 5 | 1 |  | CTAComponent | 5497750 | 1 | Release | Each | 1.0 | Label sheet |  |  | CCX
3489 | 4 | 23 |  | CTAComponent | 5439526-EN | 1 | Release | Each | 1.0 | Caution label1 |  |  | CCX
3490 | 4 | 19 |  | CTAComponent | 5456190-EN | 2 | Release | Each | 1.0 | Caution label 2 |  |  | CCX
3491 | 4 | 21 |  | CTAComponent | 5456962-EN | 2 | Release | Each | 1.0 | Warning label1 |  |  | CCX
3492 | 4 | 20 |  | CTAComponent | 5456960-EN | 2 | Release | Each | 1.0 | Caution label 3 |  |  | CCX
3493 | 4 | 18 |  | CTAComponent | 5451205-EN | 2 | Release | Each | 1.0 | Operation Warning label |  |  | CCX
3494 | 3 | 3 |  | CTAAssembly | 5479480 | 6 | Release | Each | 1.0 | 9 Inch II assembly |  |  | HLE
3495 | 4 | 1 |  | CTAComponent | 1007-M4C010-14 | 2 | Release | Each | 1.0 | Phillips Pan Head Screw, ISO 7045, M4-0.7, X10mm Long, Grade 4.8 Steel, Zinc Plated, RoHS Fastener | 11060-M4C10MXPSTZ6/7985 20589-10948-03570 24140-M4/10/PPSTMC/TC1/ISO7045 | ANIXTER FASTENAL COMPANY TR FORMAC DIV OF TR FASTENINGS | STM
3496 | 4 | 2 |  | CTAComponent | 1010-M4C012-14 | 2 | Release | Each | 12.0 | Phillips Flat Head Screw, ISO 7046, M4-0.7, X12mm Long, Grade 4.8 Steel, Zinc Plated, RoHS Fastener | 11060-M4C12MXFSTZ6/965A 20589-10948-03509 24140-M4/12/KPSTMC/TC1/DIN965 | ANIXTER FASTENAL COMPANY TR FORMAC DIV OF TR FASTENINGS | STM
3497 | 4 | 4 |  | CTAComponent | 2000-M8-03 | 2 | Release | Each | 4.0 | Flat Washer, ISO7089, M8, Steel 200HV, Zinc Plated, RoHS Fastener | 11060-M8NWSFSTZ6/125ATP 20589-10948-03458 25114-2000-M8-03 | ANIXTER FASTENAL COMPANY TR FORMAC SHANGHAI PTE LTD | STM
3498 | 4 | 6 |  | CTAComponent | 3000-M8C-07 | 1 | Release | Each | 4.0 | Hexagon Nut, ISO4032, M8-1.25, Grade 12 Steel, Black Oxide, RoHS Fastener | 20589-10948-03704 A0996-1090143 11060-M8CNFHXDBO/934 | FASTENAL COMPANY BOSSARD ANIXTER | STM
3499 | 4 | 3 |  | CTAComponent | 2000-M4-03 | 3 | Release | Each | 1.0 | FLAT WASHER - NORMAL SERIES, ISO 7089, M4 CLASS 200H STEEL, ZINC PLATED RoHS FASTENER | 24140-M4/-/PWSTWA/TC1/DIN125 10487-2000-M4-03 A0996-BN 343 M4 CR6+FREE 24432-11103691 11060-M4NWSFSTZ6/125ATP | TR FORMAC DIV OF TR FASTENINGS OHTA BOSSARD FASTENAL ANIXTER | STM
3500 | 4 | 9 |  | CTAComponent | 5479710 | 3 | Release | Each | 1.0 | Ferrite split core snap-on 28A5776-0A2 |  |  | HLE
3501 | 4 | 7 |  | CTAComponent | 5450888 | 2 | Release | Each | 1.0 | Connection board with 9 inch II |  |  | CCX
3502 | 4 | 11 |  | CTAComponent | C2106-M4-02 | 3 | Release | Each | 1.0 | Spring Lock Washer, M4, Zinc plated, Rohs Fastener | 24140-C2106-M4-02 | TR FORMAC DIV OF TR FASTENINGS | HLE
3503 | 4 | 5 |  | CTAComponent | 2203-M8-07 | 3 | Release | Each | 4.0 | Curved Lock Washer, DIN 128A, M8, Spring Steel, Zinc Plated, RoHS Fastener | 20589-10948-04153 11060-M8NLOCSTMZT/128A | FASTENAL COMPANY ANIXTER | STM
3504 | 4 | 10 |  | CTAAssembly | 5480485 | 5 | Release | Each | 1.0 | 9 inch image chain system |  |  | CCX
3505 | 5 | 2 |  | CTAComponent | 5122279 | 1 | Release | Each | 1.0 | Optics assembly for storm digital |  |  | HLE
3506 | 5 | 1 |  | CTAComponent | 5122278 | 1 | Release | Each | 1.0 | CCD Camera |  |  | HLE
3507 | 5 | 4 |  | CTAComponent | 5122281 | 1 | Release | Each | 1.0 | Thales Optics control board |  |  | HLE
3508 | 5 | 3 |  | CTAComponent | 5122280 | 1 | Release | Each | 1.0 | Thales AEC control board |  |  | HLE
3509 | 5 | 6 |  | CTAComponent | 5122285 | 1 | Release | Each | 1.0 | Cable from PCU to CCD Camera |  |  | HLE
3510 | 5 | 7 |  | CTAComponent | 5439749 | 3 | Release | Each | 1.0 | 9inch image intensifier tube TH 59438 Q210 FRU |  |  | CCX
3511 | 5 | 5 |  | CTAComponent | 5122282 | 1 | Release | Each | 1.0 | Thales HVPS for storm digital |  |  | HLE
3512 | 4 | 8 |  | CTAComponent | 5461759 | 1 | Release | Each | 3.0 | NYLON BINDING TIE CLAMP KSS CV-180 tie wrap 180x3.6mm Max Bundle Dia 46mm |  |  | HLE
3513 | 3 | 2 |  | CTAAssembly | 5480081 | 2 | Release | Each | 1.0 | A-196 X-ray tube assembly for Precision THUNIS-800+ |  |  | CCX
3514 | 4 | 2 |  | CTAAssembly | 5479445 | 3 | Release | Each | 1.0 | Tube holder for A196 |  |  | HLE
3515 | 5 | 2 |  | CTAComponent | 5457707 | 3 | Release | Each | 2.0 | Table tube tilt Button and Cable |  |  | HLE
3516 | 5 | 4 |  | CTAComponent | 1000-M8C025-04 | 3 | Release | Each | 4.0 | Hexagon Socket Head Cap Screw, M8-1.25, X25mm Long, Grade 8.8 Steel, Zinc Plated, RoHS Fastener | 11060-M8C25KCSC9Z6/912 20589-ZS2580025ZP0000 24140-M8/25/SOHTCS/TC1D/DIN912 10487-1000-M8C025-04 | ANIXTER FASTENAL COMPANY TR FORMAC DIV OF TR FASTENINGS OHTA | STM
3517 | 5 | 5 |  | CTAComponent | 2000-M8-03 | 2 | Release | Each | 4.0 | Flat Washer, ISO7089, M8, Steel 200HV, Zinc Plated, RoHS Fastener | 11060-M8NWSFSTZ6/125ATP 20589-10948-03458 25114-2000-M8-03 | ANIXTER FASTENAL COMPANY TR FORMAC SHANGHAI PTE LTD | STM
3518 | 5 | 3 |  | CTAComponent | 1000-M4C045-04 | 1 | Release | Each | 4.0 | Hexagon Socket Head Cap Screw, M4-0.7, X45mm Long, Grade 8.8 Steel, Zinc Plated, RoHS Fastener | 11060-M4C45KCSC9Z6/912 A0996-BN 4 M4 x 45mm CR6+FREE 24140-M4/45/SOHTCS/TC1D/DIN912 24432-11103203 | ANIXTER BOSSARD TR FORMAC DIV OF TR FASTENINGS FASTENAL | STM
3519 | 5 | 1 |  | CTAAssembly | 5436108 | 5 | Release | Each | 1.0 | Tube bracket assembly for A196 |  |  | CCX
3520 | 6 | 2 |  | CTAComponent | 5492696 | 1 | Release | Each | 1.0 | Tube inside clamp 2 |  |  | CCX
3521 | 6 | 1 |  | CTAComponent | 5492695 | 1 | Release | Each | 1.0 | Tube inside clamp 1 |  |  | CCX
3522 | 6 | 6 |  | CTAComponent | 5492698 | 1 | Release | Each | 1.0 | Tube inside clamp 4 |  |  | CCX
3523 | 6 | 5 |  | CTAComponent | 5492697 | 1 | Release | Each | 1.0 | Tube inside clamp 3 |  |  | CCX
3524 | 6 | 4 |  | CTAAssembly | 5492700 | 1 | Release | Each | 1.0 | Tube outside clamp 2 |  |  | CCX
3525 | 7 | 2 |  | CTAComponent | 5492702 | 1 | Release | Each | 1.0 | Clamp 2 |  |  | CCX
3526 | 7 | 1 |  | CTAComponent | 5492701 | 1 | Release | Each | 1.0 | Clamp 1 |  |  | CCX
3527 | 7 | 5 |  | CTAComponent | 2106-M5-14 | 1 | Release | Each | 4.0 | Spring Lock Washer with Flat Ends JIS B1251, M5, Spring Stainless Steel, Rohs Fastener | 24140-2106-M5-14 | TR FORMAC DIV OF TR FASTENINGS | STM
3528 | 7 | 3 |  | CTAComponent | 1000-M5C020-04 | 4 | Release | Each | 4.0 | Hexagon Socket Head Cap Screw, M5-0.8, X20mm Long, Grade 8.8 Steel, Zinc Plated, RoHS Fastener | 11060-M5C20KCSC9Z6/912 24140-M5/20/SOHTCS/TC1D/DIN912 10487-1000-M5C020-04 20589-11103212 A0996-BN 4 M5 x 20mm CR6+FREE | ANIXTER TR FORMAC DIV OF TR FASTENINGS OHTA FASTENAL COMPANY BOSSARD | STM
3529 | 7 | 4 |  | CTAComponent | 2000-M5-03 | 5 | Release | Each | 4.0 | Flat Washer, ISO7089, M5, Steel 200HV, Zinc Plated, RoHS Fastener | A0996-BN343-M5 CR3 11060-M5NWSFSTZ6/125ATP 20589-10948-03456 24140-M5/-/PWSTWA/TC1/DIN125 10487-7130111-5 | BOSSARD ANIXTER FASTENAL COMPANY TR FORMAC DIV OF TR FASTENINGS OHTA | STM
3530 | 6 | 3 |  | CTAAssembly | 5492699 | 1 | Release | Each | 1.0 | Tube outside clamp 1 |  |  | CCX
3531 | 7 | 1 |  | CTAComponent | 5492701 | 1 | Release | Each | 1.0 | Clamp 1 |  |  | CCX
3532 | 7 | 2 |  | CTAComponent | 5492702 | 1 | Release | Each | 1.0 | Clamp 2 |  |  | CCX
3533 | 7 | 3 |  | CTAComponent | 1000-M5C020-04 | 4 | Release | Each | 4.0 | Hexagon Socket Head Cap Screw, M5-0.8, X20mm Long, Grade 8.8 Steel, Zinc Plated, RoHS Fastener | 11060-M5C20KCSC9Z6/912 24140-M5/20/SOHTCS/TC1D/DIN912 10487-1000-M5C020-04 20589-11103212 A0996-BN 4 M5 x 20mm CR6+FREE | ANIXTER TR FORMAC DIV OF TR FASTENINGS OHTA FASTENAL COMPANY BOSSARD | STM
3534 | 7 | 5 |  | CTAComponent | 2106-M5-14 | 1 | Release | Each | 4.0 | Spring Lock Washer with Flat Ends JIS B1251, M5, Spring Stainless Steel, Rohs Fastener | 24140-2106-M5-14 | TR FORMAC DIV OF TR FASTENINGS | STM
3535 | 7 | 4 |  | CTAComponent | 2000-M5-03 | 5 | Release | Each | 4.0 | Flat Washer, ISO7089, M5, Steel 200HV, Zinc Plated, RoHS Fastener | A0996-BN343-M5 CR3 11060-M5NWSFSTZ6/125ATP 20589-10948-03456 24140-M5/-/PWSTWA/TC1/DIN125 10487-7130111-5 | BOSSARD ANIXTER FASTENAL COMPANY TR FORMAC DIV OF TR FASTENINGS OHTA | STM
3536 | 6 | 9 |  | CTAAssembly | 5492705 | 1 | Release | Each | 1.0 | Locking device ASM |  |  | CCX
3537 | 7 | 2 |  | CTAComponent | 5492707 | 1 | Release | Each | 1.0 | Locking device lever |  |  | CCX
3538 | 7 | 3 |  | CTAComponent | 5492708 | 1 | Release | Each | 1.0 | Locking device pin |  |  | CCX
3539 | 7 | 1 |  | CTAComponent | 5492706 | 1 | Release | Each | 1.0 | Locking device bracket |  |  | CCX
3540 | 7 | 4 |  | CTAComponent | 5495676 | 1 | Release | Each | 1.0 | Circlip for shaft_DE-6 |  |  | CCX
3541 | 6 | 10 |  | CTAComponent | 5492710 | 1 | Release | Each | 4.0 | Cover mounting screw |  |  | CCX
3542 | 6 | 8 |  | CTAComponent | 5461795 | 1 | Release | Each | 1.0 | Fan bracket |  |  | CCX
3543 | 6 | 7 |  | CTAAssembly | 5454548 | 1 | Release | Each | 1.0 | Handle ASM |  |  | CCX
3544 | 7 | 2 |  | CTAAssembly | 5492703 | 1 | Release | Each | 1.0 | Handle |  |  | CCX
3545 | 8 | 1 |  | CTAComponent | 5449817 | 1 | Release | Each | 1.0 | Rectangular tube |  |  | CCX
3546 | 8 | 2 |  | CTAAssembly | 5444515 | 1 | Release | Each | 1.0 | Handle |  |  | CCX
3547 | 9 | 2 |  | CTAComponent | 5437365 | 1 | Release | Each | 2.0 | Switch mounting plate |  |  | CCX
3548 | 9 | 1 |  | CTAComponent | 5451400 | 1 | Release | Each | 1.0 | Pipe |  |  | CCX
3549 | 7 | 1 |  | CTAComponent | 5492799 | 1 | Release | Each | 1.0 | Handle bracket |  |  | CCX
3550 | 6 | 12 |  | CTAAssembly | 5492716 | 1 | Release | Each | 1.0 | Locking screw |  |  | CCX
3551 | 7 | 2 |  | CTAComponent | 5492715 | 1 | Release | Each | 1.0 | Screw |  |  | CCX
3552 | 7 | 3 |  | CTAComponent | 4001-M4L010-30 | 2 | Release | Each | 1.0 | Spring Pin, ISO 8752, 4mm Diameter X 10mm Long, Stainless Steel, RoHS Fastener | 11060-M4R10PRPSJ/1481 A0996-BN 337 M4 x 10mm CR6 + Free 20589-O131787 | ANIXTER BOSSARD FASTENAL COMPANY | STM
3553 | 7 | 1 |  | CTAComponent | 5492714 | 1 | Release | Each | 1.0 | Nut |  |  | CCX
3554 | 6 | 13 |  | CTAAssembly | 5438744 | 1 | Release | Each | 1.0 | Electromagnetic brake ASM |  |  | CCX
3555 | 7 | 1 |  | CTAAssembly | 5495284 | 1 | Release | Each | 1.0 | Braking shaft ASM |  |  | CCX
3556 | 8 | 2 |  | CTAComponent | 5436068 | 1 | Release | Each | 1.0 | Connecting plate |  |  | CCX
3557 | 8 | 1 |  | CTAComponent | 5445368 | 1 | Release | Each | 1.0 | Shaft |  |  | CCX
3558 | 7 | 3 |  | CTAAssembly | 5492724 | 1 | Release | Each | 1.0 | Brake bracket |  |  | CCX
3559 | 8 | 2 |  | CTAComponent | 5492721 | 1 | Release | Each | 1.0 | Plate 1 |  |  | CCX
3560 | 8 | 4 |  | CTAComponent | 5492723 | 1 | Release | Each | 2.0 | Plate 3 |  |  | CCX
3561 | 8 | 3 |  | CTAComponent | 5492722 | 1 | Release | Each | 2.0 | Plate 2 |  |  | CCX
3562 | 8 | 1 |  | CTAComponent | 5492720 | 1 | Release | Each | 1.0 | Sleeve |  |  | CCX
3563 | 8 | 6 |  | CTAComponent | 4001-M4L010-30 | 2 | Release | Each | 2.0 | Spring Pin, ISO 8752, 4mm Diameter X 10mm Long, Stainless Steel, RoHS Fastener | 11060-M4R10PRPSJ/1481 A0996-BN 337 M4 x 10mm CR6 + Free 20589-O131787 | ANIXTER BOSSARD FASTENAL COMPANY | STM
3564 | 8 | 5 |  | CTAComponent | 5492725 | 1 | Release | Each | 1.0 | Positioning sleeve |  |  | CCX
3565 | 7 | 6 |  | CTAComponent | 5441134 | 1 | Release | Each | 1.0 | End plate |  |  | CCX
3566 | 7 | 5 |  | CTAComponent | 5450473 | 1 | Release | Each | 1.0 | Shaft sleeve 2 |  |  | CCX
3567 | 7 | 4 |  | CTAComponent | 5492726 | 1 | Release | Each | 1.0 | Key |  |  | CCX
3568 | 7 | 2 |  | CTAComponent | 5448410 | 1 | Release | Each | 1.0 | Shaft sleeve1 |  |  | CCX
3569 | 7 | 10 |  | CTAAssembly | 5492768 | 1 | Release | Each | 1.0 | Limited screw |  |  | CCX
3570 | 8 | 2 |  | CTAComponent | 5492767 | 1 | Release | Each | 1.0 | Nylon head |  |  | CCX
3571 | 8 | 1 |  | CTAComponent | 5492766 | 1 | Release | Each | 1.0 | M8_Screw |  |  | CCX
3572 | 7 | 8 |  | CTAComponent | 5492739 | 2 | Release | Each | 1.0 | Positioning device cover |  |  | CCX
3573 | 7 | 9 |  | CTAAssembly | 5492741 | 1 | Release | Each | 1.0 | Micro switch ASM_tilt |  |  | CCX
3574 | 8 | 2 |  | CTAComponent | 5461564 | 2 | Release | Each | 1.0 | MICRO SWITCH |  |  | HLE
3575 | 8 | 4 |  | CTAComponent | 5459257 | 1 | Release | Each | 1.0 | thread hole plate |  |  | CCX
3576 | 8 | 3 |  | CTAComponent | C1213-M4C030-14 | 1 | Release | Each | 2.0 | GB_T 9074.8，M4x30mm，Grade 4.8 Steel，Zinc finish，RoHS Fastener | 25114-M4/30/PPSTPS/TC1/GB9074.8 | TR FORMAC SHANGHAI PTE LTD | HLE
3577 | 8 | 1 |  | CTAComponent | 5492740 | 1 | Release | Each | 1.0 | Micro switch bracket |  |  | CCX
3578 | 8 | 6 |  | CTAComponent | 5447590 | 1 | Release | Each | 1.0 | through hole plate |  |  | CCX
3579 | 8 | 5 |  | CTAComponent | 5460819 | 1 | Release | Each | 1.0 | insulation piece |  |  | CCX
3580 | 7 | 7 |  | CTAAssembly | 5492738 | 1 | Release | Each | 1.0 | Positioning device |  |  | CCX
3581 | 8 | 1 |  | CTAComponent | 5492727 | 1 | Release | Each | 1.0 | Fixed shaft 1 |  |  | CCX
3582 | 8 | 3 |  | CTAComponent | 5492729 | 1 | Release | Each | 1.0 | Lever |  |  | CCX
3583 | 8 | 4 |  | CTAAssembly | 5492734 | 1 | Release | Each | 1.0 | Wheel ASM |  |  | CCX
3584 | 9 | 2 |  | CTAComponent | 5492731 | 1 | Release | Each | 1.0 | Pin |  |  | CCX
3585 | 9 | 3 |  | CTAComponent | 5492732 | 1 | Release | Each | 1.0 | Wheel |  |  | CCX
3586 | 9 | 1 |  | CTAComponent | 5492730 | 1 | Release | Each | 1.0 | Wheel bracket |  |  | CCX
3587 | 9 | 4 |  | CTAComponent | 5492733 | 1 | Release | Each | 1.0 | Circlip for shaft_DE-4 |  |  | CCX
3588 | 8 | 2 |  | CTAComponent | 5492728 | 1 | Release | Each | 1.0 | Fixed shaft 2 |  |  | CCX
3589 | 8 | 6 |  | CTAComponent | 1000-M4C012-04 | 4 | Release | Each | 2.0 | Hexagon Socket Head Cap Screw, M4-0.7, X12mm Long, Grade 8.8 Steel, Zinc Plated, RoHS Fastener | 11060-M4C12KCSC9Z6/912 24140-M4/12/SOHTCS/TC1D/DIN912 20589-10948-03232 10487-1000-M4C012-04 A0996-BN 4 M4 X 12mm CR6+FREE | ANIXTER TR FORMAC DIV OF TR FASTENINGS FASTENAL COMPANY OHTA BOSSARD | STM
3590 | 8 | 7 |  | CTAComponent | 2000-M4-03 | 3 | Release | Each | 2.0 | FLAT WASHER - NORMAL SERIES, ISO 7089, M4 CLASS 200H STEEL, ZINC PLATED RoHS FASTENER | 24140-M4/-/PWSTWA/TC1/DIN125 10487-2000-M4-03 A0996-BN 343 M4 CR6+FREE 24432-11103691 11060-M4NWSFSTZ6/125ATP | TR FORMAC DIV OF TR FASTENINGS OHTA BOSSARD FASTENAL ANIXTER | STM
3591 | 8 | 5 |  | CTAComponent | 5492735 | 1 | Release | Each | 1.0 | Spring |  |  | CCX
3592 | 8 | 8 |  | CTAComponent | C2106-M4-02 | 3 | Release | Each | 2.0 | Spring Lock Washer, M4, Zinc plated, Rohs Fastener | 24140-C2106-M4-02 | TR FORMAC DIV OF TR FASTENINGS | HLE
3593 | 8 | 10 |  | CTAComponent | 3001-M12C-27 | 1 | Release | Each | 1.0 | Hexagon Thin Nut, ISO4035, M12-1.75, Grade 04 Steel, Zinc Plated, RoHS Fastener | 20589-10948-03716 11060-M12CNFJSTZ6/4035 | FASTENAL COMPANY ANIXTER | STM
3594 | 8 | 9 |  | CTAComponent | 5495677 | 1 | Release | Each | 1.0 | Circlip for shaft_DE-8 |  |  | CCX
3595 | 7 | 12 |  | CTAComponent | 1000-M5C016-04 | 5 | Release | Each | 4.0 | Hexagon Socket Head Cap Screw, M5-0.8, X16mm Long, Grade 8.8 Steel, Zinc Plated, RoHS Fastener | 11060-M5C16KCSC9Z6/912 24140-M5/16/SOHTCS/TC1D/DIN912 10487-1000-M5C016-04 20589-ZS2540016ZP0000 A0996-BN 4 M5 x 16mm CR6+FREE | ANIXTER TR FORMAC DIV OF TR FASTENINGS OHTA FASTENAL COMPANY BOSSARD | STM
3596 | 7 | 13 |  | CTAComponent | 1000-M6C016-04 | 4 | Release | Each | 4.0 | Hexagon Socket Head Cap Screw, M6-1, X16mm Long, Grade 8.8 Steel, Zinc Plated, RoHS Fastener | 20589-10948-03239 10487-1000-M6C016-04 24140-M6/16/SOHTCS/TC1D/DIN912 11060-M6C16KCSC9Z6/912 A0996-BN 4 M6 x 16mm CR6+FREE | FASTENAL COMPANY OHTA TR FORMAC DIV OF TR FASTENINGS ANIXTER BOSSARD | STM
3597 | 7 | 11 |  | CTAComponent | 1000-M5C012-04 | 5 | Release | Each | 2.0 | Hexagon Socket Head Cap Screw, M5-0.8, X12mm Long, Grade 8.8 Steel, Zinc Plated, RoHS Fastener | 11060-M5C12KCSC9Z6/912 10487-1000-M5C012-04 24140-M5/12/SOHTCS/TC1D/DIN912 20589-ZS2540012ZP0000 A0996-BN 3 M5x12mm CR6+FREE | ANIXTER OHTA TR FORMAC DIV OF TR FASTENINGS FASTENAL COMPANY BOSSARD | STM
3598 | 7 | 15 |  | CTAComponent | 2000-M6-03 | 3 | Release | Each | 4.0 | Flat Washer, ISO7089, M6, Steel 200HV, Zinc Plated, RoHS Fastener | 20589-10948-03457 10487-2000-M6-03 11060-M6NWSFSTZ6/125ATP 24140-M6/-/PWSTWA/TC1/DIN125 | FASTENAL COMPANY OHTA ANIXTER TR FORMAC DIV OF TR FASTENINGS | STM
3599 | 7 | 14 |  | CTAComponent | 2000-M5-03 | 5 | Release | Each | 4.0 | Flat Washer, ISO7089, M5, Steel 200HV, Zinc Plated, RoHS Fastener | A0996-BN343-M5 CR3 11060-M5NWSFSTZ6/125ATP 20589-10948-03456 24140-M5/-/PWSTWA/TC1/DIN125 10487-7130111-5 | BOSSARD ANIXTER FASTENAL COMPANY TR FORMAC DIV OF TR FASTENINGS OHTA | STM
3600 | 7 | 18 |  | CTAComponent | C2106-M8-80 | 1 | Release | Each | 1.0 | GB_T 93，M8，Spring Steel，Black Oxide finish，RoHS Fastener | 25114-M8/-/SRSTWA/BO/GB93 | TR FORMAC SHANGHAI PTE LTD | HLE
3601 | 7 | 17 |  | CTAComponent | C2106-M6-02 | 3 | Release | Each | 4.0 | Spring Lock Washer, M6, Zinc plated, Rohs Fastener | 24140-C2106-M6-02 | TR FORMAC DIV OF TR FASTENINGS | HLE
3602 | 7 | 16 |  | CTAComponent | 2000-M8-03 | 2 | Release | Each | 1.0 | Flat Washer, ISO7089, M8, Steel 200HV, Zinc Plated, RoHS Fastener | 11060-M8NWSFSTZ6/125ATP 20589-10948-03458 25114-2000-M8-03 | ANIXTER FASTENAL COMPANY TR FORMAC SHANGHAI PTE LTD | STM
3603 | 7 | 20 |  | CTAComponent | 2206-M5N-05 | 1 | Release | Each | 2.0 | Nord Lock Locking Washer, Standard Series, M5, Steel, Zinc Flake Coated, RoHS Fastener | 24432-O162562 A0996-3220543 24140-M5/-/NWSTWA/DAB | FASTENAL BOSSARD TR FORMAC DIV OF TR FASTENINGS | STM
3604 | 7 | 19 |  | CTAComponent | 2106-M5-14 | 1 | Release | Each | 4.0 | Spring Lock Washer with Flat Ends JIS B1251, M5, Spring Stainless Steel, Rohs Fastener | 24140-2106-M5-14 | TR FORMAC DIV OF TR FASTENINGS | STM
3605 | 7 | 22 |  | CTAComponent | 5462294 | 2 | Release | Each | 1.0 | Electromagnetic brake |  |  | CCX
3606 | 7 | 23 |  | CTAComponent | 5453714 | 1 | Release | Each | 2.0 | Bearing NSK 6007ZZ |  |  | CCX
3607 | 7 | 21 |  | CTAComponent | 3000-M8C-04 | 1 | Release | Each | 1.0 | Hexagon Nut, ISO4032, M8-1.25, Grade 8 Steel, Zinc Plated, RoHS Fastener | 20589-10948-03689 11060-M8CNFHSTZ6/934 | FASTENAL COMPANY ANIXTER | STM
3608 | 7 | 25 |  | CTAComponent | 5492770 | 1 | Release | Each | 1.0 | Circlip for hole-GB893.1-86 62 Series Fastener Drawing RoHS Compliant |  |  | CCX
3609 | 7 | 24 |  | CTAComponent | 5492769 | 1 | Release | Each | 1.0 | Circlip for shaft-GB894.1-86 35 Series Fastener Drawing RoHS Compliant |  |  | CCX
3610 | 6 | 11 |  | CTAAssembly | 5492713 | 1 | Release | Each | 6.0 | Supporting bearing ASM |  |  | CCX
3611 | 7 | 2 |  | CTAComponent | 5492711 | 1 | Release | Each | 1.0 | Bearing NSK 6800ZZ |  |  | CCX
3612 | 7 | 3 |  | CTAComponent | C2106-M8-80 | 1 | Release | Each | 1.0 | GB_T 93，M8，Spring Steel，Black Oxide finish，RoHS Fastener | 25114-M8/-/SRSTWA/BO/GB93 | TR FORMAC SHANGHAI PTE LTD | HLE
3613 | 7 | 1 |  | CTAComponent | 5492712 | 1 | Release | Each | 1.0 | Shaft |  |  | CCX
3614 | 6 | 15 |  | CTAComponent | 1000-M5C012-04 | 5 | Release | Each | 10.0 | Hexagon Socket Head Cap Screw, M5-0.8, X12mm Long, Grade 8.8 Steel, Zinc Plated, RoHS Fastener | 11060-M5C12KCSC9Z6/912 10487-1000-M5C012-04 24140-M5/12/SOHTCS/TC1D/DIN912 20589-ZS2540012ZP0000 A0996-BN 3 M5x12mm CR6+FREE | ANIXTER OHTA TR FORMAC DIV OF TR FASTENINGS FASTENAL COMPANY BOSSARD | STM
3615 | 6 | 16 |  | CTAComponent | 1000-M8C025-04 | 3 | Release | Each | 6.0 | Hexagon Socket Head Cap Screw, M8-1.25, X25mm Long, Grade 8.8 Steel, Zinc Plated, RoHS Fastener | 11060-M8C25KCSC9Z6/912 20589-ZS2580025ZP0000 24140-M8/25/SOHTCS/TC1D/DIN912 10487-1000-M8C025-04 | ANIXTER FASTENAL COMPANY TR FORMAC DIV OF TR FASTENINGS OHTA | STM
3616 | 6 | 14 |  | CTAComponent | 1000-M4C020-04 | 4 | Release | Each | 8.0 | Hexagon Socket Head Cap Screw, M4-0.7, X20mm Long, Grade 8.8 Steel, Zinc Plated, RoHS Fastener | 11060-M4C20KCSC9Z6/912 10487-1000-M4C020-04 20589-10948-03234 24140-M4/20/SOHTCS/TC1D/ISO4762 | ANIXTER OHTA FASTENAL COMPANY TR FORMAC DIV OF TR FASTENINGS | STM
3617 | 6 | 19 |  | CTAComponent | 2000-M8-03 | 2 | Release | Each | 6.0 | Flat Washer, ISO7089, M8, Steel 200HV, Zinc Plated, RoHS Fastener | 11060-M8NWSFSTZ6/125ATP 20589-10948-03458 25114-2000-M8-03 | ANIXTER FASTENAL COMPANY TR FORMAC SHANGHAI PTE LTD | STM
3618 | 6 | 18 |  | CTAComponent | 2000-M6-03 | 3 | Release | Each | 2.0 | Flat Washer, ISO7089, M6, Steel 200HV, Zinc Plated, RoHS Fastener | 20589-10948-03457 10487-2000-M6-03 11060-M6NWSFSTZ6/125ATP 24140-M6/-/PWSTWA/TC1/DIN125 | FASTENAL COMPANY OHTA ANIXTER TR FORMAC DIV OF TR FASTENINGS | STM
3619 | 6 | 17 |  | CTAComponent | 2000-M5-03 | 5 | Release | Each | 6.0 | Flat Washer, ISO7089, M5, Steel 200HV, Zinc Plated, RoHS Fastener | A0996-BN343-M5 CR3 11060-M5NWSFSTZ6/125ATP 20589-10948-03456 24140-M5/-/PWSTWA/TC1/DIN125 10487-7130111-5 | BOSSARD ANIXTER FASTENAL COMPANY TR FORMAC DIV OF TR FASTENINGS OHTA | STM
3620 | 6 | 22 |  | CTAComponent | C2106-M4-02 | 3 | Release | Each | 8.0 | Spring Lock Washer, M4, Zinc plated, Rohs Fastener | 24140-C2106-M4-02 | TR FORMAC DIV OF TR FASTENINGS | HLE
3621 | 6 | 23 |  | CTAComponent | C2106-M6-02 | 3 | Release | Each | 2.0 | Spring Lock Washer, M6, Zinc plated, Rohs Fastener | 24140-C2106-M6-02 | TR FORMAC DIV OF TR FASTENINGS | HLE
3622 | 6 | 21 |  | CTAComponent | 3000-M8C-04 | 1 | Release | Each | 8.0 | Hexagon Nut, ISO4032, M8-1.25, Grade 8 Steel, Zinc Plated, RoHS Fastener | 20589-10948-03689 11060-M8CNFHSTZ6/934 | FASTENAL COMPANY ANIXTER | STM
3623 | 6 | 20 |  | CTAComponent | 2106-M5-14 | 1 | Release | Each | 10.0 | Spring Lock Washer with Flat Ends JIS B1251, M5, Spring Stainless Steel, Rohs Fastener | 24140-2106-M5-14 | TR FORMAC DIV OF TR FASTENINGS | STM
3624 | 6 | 27 |  | CTAComponent | 4001-M5L020-30 | 2 | Release | Each | 4.0 | Spring Pin, ISO 8752, 5mm Diameter X 20mm Long, Stainless Steel, RoHS Fastener | 11060-M5R20PRPSJ/1481 A0996-BN 337 M5 x 20mm CR6 + Free 20589-O131809 | ANIXTER BOSSARD FASTENAL COMPANY | STM
3625 | 6 | 25 |  | CTAComponent | C1213-M5C012-14 | 1 | Release | Each | 2.0 | GB_T 9074.8，M5x12mm，Grade 4.8 Steel，Zinc finish，RoHS Fastener | 25114-M5/12/PPSTPS/TC1/GB9074.8 | TR FORMAC SHANGHAI PTE LTD | HLE
3626 | 6 | 26 |  | CTAComponent | 1000-M6C008-04 | 1 | Release | Each | 2.0 | Hexagon Socket Head Cap Screw, M6-1, X8mm Long, Grade 8.8 Steel, Zinc Plated, RoHS Fastener | 10487-1000-M6C008-04 | OHTA | STM
3627 | 6 | 24 |  | CTAComponent | C2106-M8-80 | 1 | Release | Each | 10.0 | GB_T 93，M8，Spring Steel，Black Oxide finish，RoHS Fastener | 25114-M8/-/SRSTWA/BO/GB93 | TR FORMAC SHANGHAI PTE LTD | HLE
3628 | 6 | 29 |  | CTAComponent | 1000-M6C020-04 | 4 | Release | Each | 4.0 | Hexagon Socket Head Cap Screw, M6-1, X20mm Long, Grade 8.8 Steel, Zinc Plated, RoHS Fastener | 11060-M6C20KCSC9Z6/912 10487-1000-M6C020-04 24140-M6/20/SOHTCS/TC1D/DIN912 20589-10948-03240 A0996-BN 4 M6 x 20mm CR6+FREE | ANIXTER OHTA TR FORMAC DIV OF TR FASTENINGS FASTENAL COMPANY BOSSARD | STM
3629 | 6 | 28 |  | CTAComponent | 2002-M5-02 | 1 | Release | Each | 4.0 | Flat Washer, Small OD Series, ISO7092, M5, Steel 140HV, Zinc Plated, RoHS Fastener | 20589-10948-04491 11060-M5NWSFSTZ6/433 | FASTENAL COMPANY ANIXTER | STM
3630 | 5 | 6 |  | CTAComponent | C2106-M8-80 | 1 | Release | Each | 4.0 | GB_T 93，M8，Spring Steel，Black Oxide finish，RoHS Fastener | 25114-M8/-/SRSTWA/BO/GB93 | TR FORMAC SHANGHAI PTE LTD | HLE
3631 | 4 | 1 |  | CTAComponent | 5121886 | 4 | Release | Each | 1.0 | A196-B135 X-ray Tube |  |  | HLE
3632 | 3 | 14 |  | CTAComponent | 5123312-3 | 1 | Release | Each | 1.0 | CPI Generator Console PSP |  |  | CCX
3633 | 3 | 4 |  | ECCCollectorPart | 5479496 | 1 | Release | Each | 1.0 | YS-51 collimator collector |  |  | HLE
3634 | 4 | 2 |  | CTAAssembly | 5125731-1 | 1 | Release | Each | 1.0 | R-500 AND VR FILTER1 ASSEMBLY |  |  | HLE
3635 | 5 | 2 |  | CTAComponent | 5125730-1 | 1 | Release | Each | 1.0 | R500 AND VR FILTER LABEL1 |  |  | HLE
3636 | 5 | 1 |  | CTAComponent | 5125729-1 | 2 | Release | Each | 1.0 | R500 and VR Filter 1 |  |  | HLE
3637 | 5 | 3 |  | CTAComponent | 5125730-7 | 2 | Release | Each | 1.0 | Filter instruction |  |  | HLE
3638 | 4 | 1 |  | CTAComponent | 5167951 | 10 | Release | Each | 1.0 | PS800+ collimator for global |  |  | CCX
3639 | 4 | 3 |  | CTAAssembly | 5125731-2 | 1 | Release | Each | 1.0 | R-500 AND VR FILTER2 ASSEMBLY |  |  | HLE
3640 | 5 | 1 |  | CTAComponent | 5125729-2 | 2 | Release | Each | 1.0 | R500 and VR Filter 2 |  |  | HLE
3641 | 5 | 2 |  | CTAComponent | 5125730-2 | 1 | Release | Each | 1.0 | R500 and VR Filter Label 2 |  |  | HLE
3642 | 5 | 3 |  | CTAComponent | 5125730-7 | 2 | Release | Each | 1.0 | Filter instruction |  |  | HLE
3643 | 4 | 4 |  | CTAComponent | 2206-M6N-05 | 1 | Release | Each | 4.0 | Nord Lock Locking Washer, Standard Series, M6, Steel, Zinc Flake Coated, RoHS Fastener | 24432-O167039 A0996-5523982 24140-M6/-/NWSTWA/DAB | FASTENAL BOSSARD TR FORMAC DIV OF TR FASTENINGS | STM
3644 | 3 | 5 |  | ECCCollectorPart | 5458225 | 8 | Release | Each | 1.0 | PSTM800 Integrated Console for Precision THUNIS-800+ |  |  | CCX
3645 | 4 | 4 |  | CTAAssembly | 5458964 | 8 | Release | Each | 1.0 | Console desk assembly |  |  | CCX
3646 | 5 | 1 |  | CTAComponent | 1000-M5C030-31 | 3 | Release | Each | 4.0 | Hexagon Socket Head Cap Screw, M5-0.8, X30mm Long, A2-70 Stainless Steel, Passivate, RoHS Fastener | 11060-M5C30KCSSJ/912 24140-M5/30/HHA2BL/PAS 20589-MS2540030A20000 A0996-1233327 10487-5100200-5+30 | ANIXTER TR FORMAC DIV OF TR FASTENINGS FASTENAL COMPANY BOSSARD OHTA | STM
3647 | 5 | 5 |  | CTAAssembly | 5448909 | 6 | Release | Each | 1.0 | Desk assembly |  |  | CCX
3648 | 6 | 2 |  | CTAComponent | 1007-M4C010-14 | 2 | Release | Each | 35.0 | Phillips Pan Head Screw, ISO 7045, M4-0.7, X10mm Long, Grade 4.8 Steel, Zinc Plated, RoHS Fastener | 11060-M4C10MXPSTZ6/7985 20589-10948-03570 24140-M4/10/PPSTMC/TC1/ISO7045 | ANIXTER FASTENAL COMPANY TR FORMAC DIV OF TR FASTENINGS | STM
3649 | 6 | 3 |  | CTAComponent | 1010-M4C010-14 | 2 | Release | Each | 2.0 | Phillips Flat Head Screw, ISO 7046, M4-0.7, X10mm Long, Grade 4.8 Steel, Zinc Plated, RoHS Fastener | 20589-10948-03508 11060-M4C10MXFSTZ6/965A 24140-M4/10/KPSTMC/TC1/DIN965 | FASTENAL COMPANY ANIXTER TR FORMAC DIV OF TR FASTENINGS | STM
3650 | 6 | 1 |  | CTAComponent | 1007-M3C008-14 | 2 | Release | Each | 4.0 | Phillips Pan Head Screw, ISO 7045, M3-0.5, X8mm Long, Grade 4.8 Steel, Zinc Plated, RoHS Fastener | 20589-10948-03564 11060-M3C8MXPSTZ6/7985 24140-M3/8/PPSTMC/TC1/ISO7045 A0996-BN 384 M3 x 8mm CR6+FREE 24432-91188 | FASTENAL COMPANY ANIXTER TR FORMAC DIV OF TR FASTENINGS BOSSARD FASTENAL | STM
3651 | 6 | 7 |  | CTAComponent | 2106-M3-05 | 2 | Release | Each | 4.0 | Spring Lock Washer with Flat Ends JIS B1251, M3, Spring Steel, Zinc Plated, Rohs Fastener | 24140-MEP M3/SPSTWA/TC1D/JIS B1251 | TR FORMAC DIV OF TR FASTENINGS | STM
3652 | 6 | 5 |  | CTAComponent | 2000-M4-03 | 3 | Release | Each | 29.0 | FLAT WASHER - NORMAL SERIES, ISO 7089, M4 CLASS 200H STEEL, ZINC PLATED RoHS FASTENER | 24140-M4/-/PWSTWA/TC1/DIN125 10487-2000-M4-03 A0996-BN 343 M4 CR6+FREE 24432-11103691 11060-M4NWSFSTZ6/125ATP | TR FORMAC DIV OF TR FASTENINGS OHTA BOSSARD FASTENAL ANIXTER | STM
3653 | 6 | 6 |  | CTAComponent | 2001-M5-02 | 3 | Release | Each | 2.0 | Large Flat Washer, ISO7093, M5, Steel 140HV, Zinc Plated, RoHS Fastener | 20589-10948-03468 11060-M5NWFESTZ6/9021B A0996-BN 729 M5 CR6+FREE 24140-M5/-/PWSTWA/TC1/DIN9021 | FASTENAL COMPANY ANIXTER BOSSARD TR FORMAC DIV OF TR FASTENINGS | STM
3654 | 6 | 4 |  | CTAComponent | 2000-M3-03 | 2 | Release | Each | 4.0 | WASHER PLAIN - LARGE 3.2 MM 7 MM , HV200, Steel, Zinc plate RoHS Washer | 10487-2000-M3-03 23983-6083737 24140-200-M3-03 | OHTA BOSSARD CHINA TR FORMAC DIV OF TR FASTENINGS | STM
3655 | 6 | 18 |  | CTAComponent | 5457946 | 1 | Release | Each | 2.0 | RICHCO FTH-7A1-RT FLAT TIE HOLDER 25.4x25.4x7.1mm, ACCOMODATES 5x2mm |  |  | HLE
3656 | 6 | 20 |  | CTAComponent | 5491252 | 1 | Release | Each | 1.0 | Desk copper grounding bar |  |  | CCX
3657 | 6 | 19 |  | CTAAssembly | 5473935 | 4 | Release | Each | 1.0 | Intercom Board Assembly |  |  | CCX
3658 | 7 | 2 |  | CTACircuitBoard | 5451492 | 4 | Release | Each | 1.0 | Intercom Board PWA |  |  | CCX
3659 | 8 |  | CR13, CR14 | CTAComponent | 5483033 | 1 | Release | Each | 2.0 | ULTRA LOW CAPACITANCE TVS ARRAY of 24V STAND-OFF VOLTAGE |  |  | HLE
3660 | 8 |  | U8 | CTAOOC | 5454247 | 2 | Not Recommended | Each | 1.0 | CONVERTER DAC, 24BIT, 192 KHZ, 2CHANNELS PER PKG, TSSOP10, UNKNOWN WHISKER RISK | 26334-CS4344-CZZ | CIRRUS LOGIC INC. | STE
3661 | 8 |  | U1 | CTAOOC | 2142461 | 2 | Restricted | Each | 1.0 | AMPLIFIER OP AMP OP284 DUAL AMPLIFIER_NEW OP AMP PRECISION RAIL-TO-RAIL INPUT and OUTPUT OP284 S08 | 01649-OP284FSZ | ANALOG DEVICES | STE
3662 | 8 |  | C2,C6,C22,C37,C52,C58,C63,C68 | CTAOOC | 2183937-10 | 3 | Standard | Each | 8.0 | CAPA TANT 10UF 10% 25V 6032 | 08390-T491C106K025AT 08390-B45196H5106K30 18981-293D106X9025C2TE3 19214-TAJC106K025RNJ | KEMET KEMET VISHAY AVX/KYOCERA | STE
3663 | 8 |  | J4 | CTAOOC | 2115384-2 | 2 | Standard | Each | 1.0 | FASTON TAB, 6.3X0.8MM, STRAIGHT, 5.08MM PITCH, PWB3.2, TINNED | 04947-1287 18996-1217056-1 | KEYSTONE ELECTRONICS CORP TE CONNECTIVITY | STE
3664 | 8 |  | FL2 | CTAComponent | 5482604 | 1 | Release | Each | 1.0 | CHIP EMIFIL Capacitor Type |  |  | HLE
3665 | 8 |  | R57 | CTAOOC | 5160167 | 2 | Standard | Each | 1.0 | RESISTOR, 0R, THICK FILM, 2512, 2A, 0.05 OHM | 18981-CRCW25120000Z0E 11962-RC2512JK-070RL 06725-RK73Z3AT 02254-MCR100JZHJ000 | VISHAY YAGEO KOA ROHM | STE
3666 | 8 |  | R10,R47-R54 | CTAOOC | 2234757-15 | 3 | Standard | Each | 9.0 | RESISTOR 22R1 1% 100MW 0603 THICK-FI | 02254-MCR03EZPFX22R1 00078-CR0603FX22R1ELF 18981-CRCW060322R1FKE 06725-RK73H1JTTD22R1F 11962-RC0603FR-0722R1L 05498-MC060322R1FTW 00006-WCR0603LF22R1F | ROHM BOURNS VISHAY KOA YAGEO RCD COMPONENTS INC. IRC | STE
3667 | 8 |  | U3,U15 | CTAOOC | 2196877-3 | 6 | Standard | Each | 2.0 | IC, LOGIC, 74LVC-LCX04, TSSOP14 | 18846-MC74LCX04DTG 19638-LVC04BTELL-E 00352 74LVC04APW 00495-SN74LVC04APWE4 00495-SN74LVC04APW | ON SEMICONDUCTOR RENESAS TECHNOLOGY CORP NXP (FORMERLY PHILIPS COMPONEN TEXAS INSTRUMENTS TEXAS INSTRUMENTS | STE
3668 | 8 |  | U12 | CTAOOC | 2211252-9 | 2 | Standard | Each | 1.0 | LOGIC 74AHC-VHC125 TSSOP14 | 00495-SN74AHC125PWE4 18846-MC74VHC125DTR2G | TEXAS INSTRUMENTS ON SEMICONDUCTOR | STE
3669 | 8 |  | CR1,CR2 | CTAOOC | 2224981-8 | 1 | Standard | Each | 2.0 | SEMICONDUCTOR, DIODE 130VOLTS 1M AMPS UNIDIRECTIONAL, SMB DO-214AA | 18981-P6SMB130A-E3 18846-P6SMB130AT3G | VISHAY ON SEMICONDUCTOR | STE
3670 | 8 |  | TP1-TP9 | CTAOOC | 2233921 | 2 | Standard | Each | 9.0 | TEST POINT, SMD 1005 | 04947 5015 ZZC70-TP-108-02-1-T | KEYSTONE ELECTRONICS CORP COMPONENTS CORPORATION | STE
3671 | 8 |  | U7 | CTAOOC | 2196877-40 | 2 | Standard | Each | 1.0 | LOGIC LVC-LCX 125 TSSOP | 00124-74LVC125ATTR 18846-MC74LCX125DTG 00352 74LVC125APW 00495-SN74LVC125APWRE4 00124-74LCX125TTR | ST MICROELECTRONICS ON SEMICONDUCTOR NXP (FORMERLY PHILIPS COMPONEN TEXAS INSTRUMENTS ST MICROELECTRONICS | STE
3672 | 8 |  | C84 | CTAOOC | 2187496-100 | 1 | Standard | Each | 1.0 | CAPACITOR CERAMIC, NPO, 2.7NF, 1Percent, 50V, SMD 0805 | 18981-VJ0805A272FXAA 12361-0805J0500272FC 08390-C0805C272F5GAC 19214-08055A272FAT2A | VISHAY SYFER TECHNOLOGY LIMITED KEMET AVX/KYOCERA | STE
3673 | 8 |  | C5,C31,C45 | CTAOOC | 2183937-15 | 4 | Standard | Each | 3.0 | CAPA TANT 100UF 10% 10V 7343 | 08390-T491D107K010AT 08390-B45196H2107K40 00042-293D107X9010D2TE3 19214-TAJD107K010RNJ | KEMET KEMET VISHAY SPRAGUE AVX/KYOCERA | STE
3674 | 8 |  | C107 | CTAOOC | 2235239-4 | 2 | Standard | Each | 1.0 | CAPACITOR X7R 22NF 10% 25V 0603 | 19214-06033C223KAT 11962-CC0603KRX7R8BB223 18981-VJ0603Y223KXX 08390 C0603C223K3RAC 03041-C1608X7R1E223K | AVX/KYOCERA YAGEO VISHAY KEMET TDK | STE
3675 | 8 |  | C3,C4,C7-C21,C23,C25-C27,C33,C34,C39-C41,C47,C49,C64-C67,C69,C71-C74,C80,C82,C94-C97,C99-C102 | CTAOOC | 2235239-6 | 2 | Standard | Each | 47.0 | CAPACITOR X7R 100NF 10% 16V 0603 | 08390 C0603C104K4RAC 18981-VJ0603Y104KXJ 11962-CC0603KRX7R7BB104 19214-0603YC104KAT | KEMET VISHAY YAGEO AVX/KYOCERA | STE
3676 | 8 |  | C90,C91 | CTAOOC | 2235238-8 | 1 | Standard | Each | 2.0 | CAPA NPO 1NF 5% 25V 0603 | 19214-06033A102JAT 11962-CC0603JRNPO8BN102 | AVX/KYOCERA YAGEO | STE
3677 | 8 |  | C44 | CTAOOC | 2235238-28 | 3 | Standard | Each | 1.0 | CAPACITOR 180P, 1 percent, 50V, CERAMIC, C0G NPO, 0603 | 19214-06035A181FAT 11623-NMC0603NPO181F50TRPF 11962-CC0603FRNPO9BN181 18981-VJ0603A181FXA 02862-GRM1885C1H181FA01 | AVX/KYOCERA NIC COMPONENTS CORPORATION YAGEO VISHAY MURATA | STE
3678 | 8 |  | C1,C29,C36,C55,C60-C62,C103-C106 | CTAOOC | 2235239-3 | 6 | Standard | Each | 11.0 | CAPACITOR X7R 10NF 10 PERCENT 50V 0603 | 08390 C0603C103K5RAC 03041 C1608X7R1H103K 18981-VJ0603Y103KXA 11962-CC0603KRX7R9BB103 03041-C1608X7R1H103K080AA 19214-06035C103KAT | KEMET TDK VISHAY YAGEO TDK AVX/KYOCERA | STE
3679 | 8 |  | C77 | CTAOOC | 2235238-6 | 3 | Standard | Each | 1.0 | CAPA NPO 220PF 5% 50V 0603 | 11962-CC0603JRNPO9BN221 08390 C0603C221J5GAC 00401-CEC14CW 220PF 5% 63V 03041-C1608C0G1H221J 18981-VJ0603A221JXA 03041-C1608C0G1H221J080AA | YAGEO KEMET EUROFARAD TDK VISHAY TDK | STE
3680 | 8 |  | C30,C38 | CTAOOC | 2235238-2 | 5 | Standard | Each | 2.0 | CAPA NPO 10PF 5% 50V 0603 | 00401-CEC14CW 10PF 5% 63V 03041-C1608C0G1H100D 19214-06035A100JAT 18981-VJ0603A100JXA 08390-C0603C100J5GAC 11962-CC0603JRNPO9BN100 03041-C1608C0G1H100D080AA | EUROFARAD TDK AVX/KYOCERA VISHAY KEMET YAGEO TDK | STE
3681 | 8 |  | R58,R60-R63,R67 | CTAOOC | 2292664-40 | 5 | Standard | Each | 6.0 | RESISTOR, 4K70, 0.1Percent, 63MW, THIN FILM, 25PPM, 0603 | 05498-BLU0603-4701-BT25W 10302-RNCF16-T9-4.70K-0.1% 18981-TNPW06034K70BEE 11962-RT0603BRD074K7L 00006-PCF-W0603LF-03-4701-B 06725-RN731JTTD4701B25 10302-RNCF0603BTE4K70 | RCD COMPONENTS INC. SEI VISHAY YAGEO IRC KOA SEI | STE
3682 | 8 |  | U9 | CTAOOC | 2252400-4 | 1 | Restricted | Each | 1.0 | POWER SUPPLY 5 VOLTS 306m AMPS 5 VOL REGULATED, 1000V ISOLATION, SO-28 | 00495-DCR010505UE4 | TEXAS INSTRUMENTS | STE
3683 | 8 |  | S1 | CTAOOC | 2253364-2 | 3 | Not Recommended | Each | 1.0 | SURFACE MOUNT DIP SWITCH, 4 POSITION GULL WING WITH POLYIMIDE TAPE SEAL MACHINE-INSERTABLE. WARNING: Unknown Whisker Risk | 05229-90HBW04PRT 00031-219004MST | GRAYHILL CTS CORP | STE
3684 | 8 |  | DS1-DS7 | CTAOOC | 2279219-2 | 1 | Standard | Each | 7.0 | LED GREEN LTST-C190G 0603 SMD | 18802 AP1608SGC 00941 HSMG-C190 11520 LTST-C190GKT 09050 PG1111C | KINGBRIGHT AVAGO TECHNOLOGIES LITE-ON STANLEY ELECTRIC CO LTD | STE
3685 | 8 |  | R73 | CTAOOC | 2292664-9 | 4 | Standard | Each | 1.0 | RESISTOR 10K OHMS .1 PERCENT, 0603 SMT 62.5 MW, 50 V MAX WORKING VOLTAGE | 06725-RN731JTTD1002B25 00006-PFC-W0603LF-03-1002-B 18981-TNPW060310K0BEE | KOA IRC VISHAY | STE
3686 | 8 |  | C88,C89 | CTAOOC | 2235239-21 | 2 | Standard | Each | 2.0 | CAPACITOR 0.22U, 10 PERCENT, 25V, CERAMIC, X7R, 0603 | 02862-GRM188R71E224KA88 11962-CC0603KRX7R8BB224 03041-C1608X7R1E224K 08390-C0603C224K3RAC 03041-C1608X7R1E224K080AC | MURATA YAGEO TDK KEMET TDK | STE
3687 | 8 |  | R68,R71 | CTAOOC | 2236238 | 2 | Standard | Each | 2.0 | RESISTOR, 0 OHM, THICK FILM, 0603, 1A, 0.05 OHM MAX | 02254-MCR03EZPJ000 18981-CRCW06030000Z0E 00078-CR0603J/000ELF 05498-ZC0603TW 06725-RK73Z1JT 11962-RC0603JR-070RL | ROHM VISHAY BOURNS RCD COMPONENTS INC. KOA YAGEO | STE
3688 | 8 |  | C109,C110 | CTAOOC | 2235239-14 | 1 | Standard | Each | 2.0 | CAPACITOR 33N, 10percent, 25V, CERAMIC, X7R, C0603 UM33nCC | 18981-VJ0603Y-333K-XX 08390-C0603C333K3RAC 19214-0603-3C-333-KAT | VISHAY KEMET AVX/KYOCERA | STE
3689 | 8 |  | R1-R4,R7-R9,R11,R13-R15,R17,R18,R20,R22-R24,R26,R30-R32,R34,R39,R55,R56,R79,R82-R85 | CTAOOC | 2324551-19 | 3 | Standard | Each | 30.0 | RESISTOR 2k OHMS 1 % .1 WATTS SMT 0603 THICK FILM | 06725-RK73H1JTTD2001F 11962-RC0603FR-072KL 18981-CRCW06032K00FKE 02254 MCR03EZPFX2001 00006-WCR0603LF2001F 05498-MC06032001FTW 10302-RMCF0603FT2K00 | KOA YAGEO VISHAY ROHM IRC RCD COMPONENTS INC. SEI | STE
3690 | 8 |  | R80,R81 | CTAOOC | 2324551-20 | 4 | Standard | Each | 2.0 | RESISTOR 20k OHMS 1 PERCENT .1 WATTS SMT 0603 THICK FILM | 11962-RC0603FR-0720KL 06725-RK73H1JTTD2002F 18981-CRCW060320K0FKE 00006-WCR0603LF2002F 02254 MCR03EZPFX2002 05498-MC06032002FTW 10302-RMCF0603FT20K0 | YAGEO KOA VISHAY IRC ROHM RCD COMPONENTS INC. SEI | STE
3691 | 8 |  | R37,R69 | CTAOOC | 2324551-39 | 3 | Standard | Each | 2.0 | RESISTOR 4.99k OHMS 1 % .1 WATTS SMT 0603 THICK FILM | 18981-CRCW06034K99FKE 11962-RC0603FR-074K99L 00006-WCR0603LF4991F 05498-MC06034991FTW 06725-RK73H1JTTD4991F 02254 MCR03EZPFX4991 10302-RMCF0603FT4K99 | VISHAY YAGEO IRC RCD COMPONENTS INC. KOA ROHM SEI | STE
3692 | 8 |  | R5,R6,R45 | CTAOOC | 2324551-4 | 4 | Standard | Each | 3.0 | RESISTOR 10k OHMS 1 PERCENT .1 WATTS SMT 0603 THICK FILM | 02254 MCR03EZPFX1002 06725-RK73H1JTTD1002F 10302-RMCF1/16-10K-1percent 00006-WCR0603LF1002F 18981-CRCW060310K0FKE 05498-MC06031002FTW 11962-RC0603FR-0710KL 10302-RMCF0603FT10K0 | ROHM KOA SEI IRC VISHAY RCD COMPONENTS INC. YAGEO SEI | STE
3693 | 8 |  | R66 | CTAOOC | 2324551-18 | 3 | Standard | Each | 1.0 | RESISTOR 200 OHMS 1 PERCENT .1 WATTS SMT 0603 THICK FILM | 11962-RC0603FR-07200RL 06725-RK73H1JTTD2000F 00006-WCR0603LF2000F 05498-MC06032000FTW 02254-MCR03EZPFX2000 18981-CRCW0603200RFKE 10302-RMCF0603FT200R | YAGEO KOA IRC RCD COMPONENTS INC. ROHM VISHAY SEI | STE
3694 | 8 |  | R33,R59 | CTAOOC | 2324551-3 | 3 | Standard | Each | 2.0 | RESISTOR 1k OHMS 1 PERCENT .1 WATTS SMT 0603 THICK FILM | 00006-WCR0603LF1001F 06725-RK73H1JTTD1001F 05498-MC06031001FTW 02254 MCR03EZPFX1001 11962-RC0603FR-071KL 18981-CRCW06031K00FKE 10302-RMCF0603FT1K00 | IRC KOA RCD COMPONENTS INC. ROHM YAGEO VISHAY SEI | STE
3695 | 8 |  | FL1,FL3,FL6-FL8 | CTAOOC | 2306384-3 | 1 | Standard | Each | 5.0 | FERRITE BEAD, 120 OHM at 100 MHZ, 150 MA RATING, 0603 PACKAGE | 18981-ILHB-0603ER121V | VISHAY | STE
3696 | 8 |  | R75-R78 | CTAOOC | 2324551-317 | 2 | Standard | Each | 4.0 | RESISTOR 51.1 OHMS 1 % .1 WATTS SMT 0603 THICK FILM | 02254 MCR03EZPFX51R1 11962-RC0603FR-0751R1L 00006-WCR0603LF51R1F 05498-MC060351R1FTW 18981-CRCW060351R1FKE 06725-RK73H1JTTD51R1F 10302-RMCF0603FT51R1 | ROHM YAGEO IRC RCD COMPONENTS INC. VISHAY KOA SEI | STE
3697 | 8 |  | R74 | CTAOOC | 2324551-333 | 2 | Standard | Each | 1.0 | RESISTOR 475 OHMS 1percent .1 WATTS SMT 0603 THICK FILM | 11962-RC0603FR-07475RL 18981-CRCW0603475RFKE 00078-CR0603FX4750ELF 05498-MC06034750FTW 06725-RK73H1JTTD4750F 02254-MCR03EZPFX4750 00006-WCR0603LF4750F 10302-RMCF0603FT475R | YAGEO VISHAY BOURNS RCD COMPONENTS INC. KOA ROHM IRC SEI | STE
3698 | 8 |  | R27 | CTAOOC | 2324551-91 | 2 | Standard | Each | 1.0 | RESISTOR 2.21k OHMS 1 % .1 WATTS SMT 0603 THICK FILM | 00006-WCR0603LF2211F 11962-RC0603FR-072K21L 05498-MC06032211FTW 02254 MCR03EZPFX2211 06725-RK73H1JTTD2211F 18981-CRCW06032K21FKE 10302-RMCF0603FT2K21 | IRC YAGEO RCD COMPONENTS INC. ROHM KOA VISHAY SEI | STE
3699 | 8 |  | R70 | CTAOOC | 2324551-163 | 2 | Standard | Each | 1.0 | RESISTOR 121k OHMS 1 % .1 WATTS SMT 0603 THICK FILM | 02254 MCR03EZPFX1213 06725-RK73H1JTTD1213F 00006-WCR0603LF1213F 11962-RC0603FR-07121KL 18981-CRCW0603121KFKE 05498-MC06031213FTW 10302-RMCF0603FT121K | ROHM KOA IRC YAGEO VISHAY RCD COMPONENTS INC. SEI | STE
3700 | 8 |  | R72 | CTAOOC | 2324551-193 | 2 | Standard | Each | 1.0 | RESISTOR 274k OHMS 1 % .1 WATTS SMT 0603 THICK FILM | 18981-CRCW0603274KFKE 05498-MC06032743FTW 11962-RC0603FR-07274KL 00006-WCR0603LF2743F 02254 MCR03EZPFX2743 06725-RK73H1JTTD2743F 10302-RMCF0603FT274K | VISHAY RCD COMPONENTS INC. YAGEO IRC ROHM KOA SEI | STE
3701 | 8 |  | R64,R65 | CTAOOC | 2324551-59 | 3 | Standard | Each | 2.0 | RESISTOR 121 OHMS 1 PERCENT .1 WATTS SMT 0603 THICK FILM | 00006-WCR0603LF1210F 06725-RK73H1JTTD1210F 11962-RC0603FR-07121RL 02254 MCR03EZPFX1210 18981-CRCW0603121RFKE 05498-MC06031210FTW 10302-RMCF0603FT121R | IRC KOA YAGEO ROHM VISHAY RCD COMPONENTS INC. SEI | STE
3702 | 8 |  | R12,R16,R19,R21,R25,R28,R29 | CTAOOC | 2324551-54 | 3 | Standard | Each | 7.0 | RESISTOR 511 OHMS 1 % .1 WATTS SMT 0603 THICK FILM | 18981-CRCW0603511RFKE 00006-WCR0603LF5110F 02254 MCR03EZPFX5110 11962-RC0603FR-07511RL 06725-RK73H1JTTD5110F 05498-MC06035110FTW 10302-RMCF0603FT511R | VISHAY IRC ROHM YAGEO KOA RCD COMPONENTS INC. SEI | STE
3703 | 8 |  | J3 | CTAOOC | 2402275 | 2 | Restricted | Each | 1.0 | CONNECTOR 5.08MM MSTB-GF, 1X2POS HEADER, RIGHT ANGLE, SCREW LOCK, TINNED, PWB2.4 | 11675 1776508 | PHOENIX CONTACTS | STE
3704 | 8 |  | C78,C79,C81,C83,C86,C87 | CTAOOC | 2385110-2 | 2 | Not Recommended | Each | 6.0 | CAPACITOR CERAMIC, X5R, 1UF, 10Percent, 25V, 0805 | 19214-08053D105KAT 08390-C0805C105K3PAC 02862-GRM216R61E105KA12 | AVX/KYOCERA KEMET MURATA | STE
3705 | 8 |  | C24,C28,C32,C54,C98,C108,C111-C112 | CTAOOC | 2385111 | 4 | Not Recommended | Each | 8.0 | CAPACITOR CERAMIC, X5R, 1UF, 10Percent, 10V, SMD 0603 | 07092-ECJ1VB1A105K 19214-CM105X5R105K10A 03041-C1608X5R1A105K 02862-GRM188R61A105KA61 03041-C1608X5R1A105K080AC | PANASONIC AVX/KYOCERA TDK MURATA TDK | STE
3706 | 8 |  | C85 | CTAOOC | 2385569-5 | 3 | Standard | Each | 1.0 | CAPACITOR CERAMIC, X5R, 10UF, 10Percent, 25V, SMD 1210 | 03041-C3225X5R1E106K 08390-C1210C106K3PAC 19214-CM32X5R106K25A 19214-12103D106KAT 03041-C3225X5R1E106K250AA | TDK KEMET AVX/KYOCERA AVX/KYOCERA TDK | STE
3707 | 8 |  | U10,U11 | CTAOOC | 2384570-2 | 1 | Standard | Each | 2.0 | OPTOELECTRONICS DIGITAL ISOLATOR 3.3V AND 5V TTL-CMOS COMPATIBLE, SO8 | 01649 ADUM1100BRZ | ANALOG DEVICES, INC. ANALOG DEVICES | STE
3708 | 8 |  | FL12,FL13 | CTAOOC | 2381824 | 1 | Standard | Each | 2.0 | FERRIT CHIP Z330 100MHZ 1.5A 0805 | 03041 MPZ2012S331A 02862 BLM21PG331SN1 | TDK MURATA | STE
3709 | 8 |  | L2,L3 | CTAOOC | 2367026-2 | 1 | Standard | Each | 2.0 | INDUCTOR NEW POWER 33U HENRYS 5 AMPS SMT SHIELDED PACKAGE | 00078-SRR1806-330M 07200-DS5022P-333MT | BOURNS COILCRAFT | STE
3710 | 8 |  | U2 | CTAOOC | 5128730-10 | 1 | Standard | Each | 1.0 | IC EPLD EPM1270, 1270 LE, 116 I-O, VCCINT 3.3V 2.5V, VCCIO 3.3V TO 1.5V, SPEED GRADE 5, TQFP144 | 10208-EPM1270T144C5N | ALTERA | STE
3711 | 8 |  | C75,C76,C92,C93 | CTAOOC | 5146178 | 4 | Standard | Each | 4.0 | CAPACITOR 0.47U, 10 percent, 16V, CERAMIC, X7R, 1608,U1600CS | 02862-GRM188R71C474KA88 03041-C1608X7R1C474K 08390-C0603C474K4RAC 03041-C1608X7R1C474K080AC | MURATA TDK KEMET TDK | STE
3712 | 8 |  | U17 | CTAOOC | 5151368-2 | 3 | Restricted | Each | 1.0 | LINEAR AMPLIFIER, 6.5-W MONO CLASS-D AUDIO POWER AMPLIFIER, 1 PER PKG, 20KHZ, 50MV OFFSET, TSSOP | 00495-TPA3007D1PWG4 00495-TPA3007D1PW | TEXAS INSTRUMENTS TEXAS INSTRUMENTS | STE
3713 | 8 |  | D1-D3 | CTAOOC | 5224726-2 | 1 | Standard | Each | 3.0 | DIODE, RECTIFIER, MURS120, 1A, 200V, 25NS REVERSE RECOVERY, SMB-J | 18846-MURS120T3G 18981-MURS120-E3 00037-MURS120-13-F | ON SEMICONDUCTOR VISHAY DIODES INC. | STE
3714 | 8 |  | CR17, CR22, CR23-CR24 | CTAOOC | 2408243-2 | 1 | Restricted | Each | 4.0 | DIODE, TVS, BIDIRECTIONAL, 350W PEAK, 13.3V VZ, 11A PEAK, GBLC12C, SOD323 PACKAGE | 10289-GBLC12C-LF | PROTEK DEVICES | STE
3715 | 8 |  | J1 | CTAOOC | 5124823 | 2 | Restricted | Each | 1.0 | CONNECTOR HEADER, 3 CONTACTS, PIN, RIGHT-ANGLE, 5A, 3MM PITCH, | 01525-43650-0302 | MOLEX | STE
3716 | 8 |  | CR3-CR12 | CTAOOC | 2408243 | 1 | Restricted | Each | 10.0 | U1813HE SEMICONDUCTOR DIODE 5 VOLTS 5U AMPS | 10289-GBLC05C-LF | PROTEK DEVICES | STE
3717 | 8 |  | Y1 | CTAOOC | 5409769 | 1 | Standard | Each | 1.0 | OSCILLATOR, 24.576 MHZ, 3.3V, CMOS, 50PPM, -10C TO 70C, 3.2X2.5MM SMT PACKAGE | 19214-KC3225A24.5760C30E00 19133-EB13E2D2H-24.576M 11682-SM4445TV-24.576M | AVX/KYOCERA ECLIPTEK PLETRONICS | STE
3718 | 8 |  | U6 | CTAComponent | 5450428 | 1 | Release | Each | 1.0 | 98dB,96kHz,Multi-Bit Audio AD Converter |  |  | HLE
3719 | 8 | 1 |  | CTACircuitBoard | 5451490 | 1 | Release | Each | 1.0 | PWB for Intercom Board |  |  | HLE
3720 | 8 |  | FL9,FL10 | CTAOOC | 5366219 | 1 | Restricted | Each | 2.0 | MAGNETICS, EMI COMMON MODE CHOKE, 2KOHMS AT 100MHZ, 200MA, 50V, 5X3.3MM SMD PACKAGE | 00078-DR221-333AE | BOURNS | STE
3721 | 8 |  | U4 | CTAOOC | 5394889 | 2 | Standard | Each | 1.0 | IC, AD CONVERTER, 12BITS, 4CHANNELS INPUT, SAR, T AND H, 0.5 TO 1MSPS, SERIAL OUT, 3V TO 5V VCC, ADC124S101C, MSOP10, 85C | 00036-ADC124S101CIMM/NOPB 00495-ADC124S101CIMM/NOPB | NATIONAL SEMICONDUCTOR TEXAS INSTRUMENTS | STE
3722 | 8 |  | U13,U14 | CTAOOC | 5268503-2 | 1 | Standard | Each | 2.0 | IC, TRANSCEIVER RS485-422, SINGLE, HALF DUPLEX, 16MBPS, 5V, MAX13088E, 15KV ESD PROT, SO8 | 07438-MAX13088ECSA+ 20003-SN65HVD3088EDG4 | MAXIM INTEGRATED PRODUCTS TEXAS INSTRUMENT INC. | STE
3723 | 8 |  | C70 | CTAOOC | 46-312294P3 | 3 | Restricted | Each | 1.0 | CAPACITOR TANTALUM, 3.3UF, 10Percent, 16V, SMD 3528 | 18981-293D335X9016B2TE3 08390-T491B335K016AT | VISHAY KEMET | STE
3724 | 8 |  | VR1,VR3 | CTAOOC | 2105122-2 | 3 | Standard | Each | 2.0 | REGULATOR AND REFERENCE VOLTAGE REGU INTERNAL OVERCURRENT LIMITING CIRCUITRY | 06921-LT1117CST-3.3#PBF 00495-REG1117-3.3G4 00036-LM1117MPX-3.3/NOPB 00495-LM1117MPX-3.3/NOPB | LINEAR TECHNOLOGY TEXAS INSTRUMENTS NATIONAL SEMICONDUCTOR TEXAS INSTRUMENTS | STE
3725 | 8 |  | VR2 | CTAOOC | 2105122-6 | 1 | Standard | Each | 1.0 | IC REG, LDO, +5V, 0.8A, LT1117, SOT223 | 06921-LT1117CST-5#PBF | LINEAR TECHNOLOGY | STE
3726 | 8 |  | C42,C43,C48,C50,C56 | CTAOOC | 46-302742P8 | 3 | Standard | Each | 5.0 | CAPACITOR FIXED 1u FARADS 35 VOLTS .138L .110W .075H 3528 SURFACE MOUNT DEVICE | 18981-293D105X9035B2TE3 08390-T491B105K035AT | VISHAY KEMET | STE
3727 | 8 |  | FL4,FL5 | CTAOOC | 46-312066P4 | 2 | Standard | Each | 2.0 | FERRITE BEAD 3.0A, 50OHM AT 100 MHZ SMT 1206 | 02862-BLM31PG500SN1 19114-HI1206T500R-10 | MURATA LAIRD TECHNOLOGIES | STE
3728 | 8 |  | J9 | CTAOOC | 46-289446P7 | 1 | Restricted | Each | 1.0 | CONNECTOR 2 CONTACTS 250 VOLTS 3 AMP SINGLE ROW, RIGHT ANGLE LOW PROFILE | 01525 70553-0001 | MOLEX | STE
3729 | 8 |  | J5-J7 | CTAOOC | 46-275208P2 | 2 | Restricted | Each | 3.0 | 003 CONT PCB MOUNT HSG RT ANGLE | 01525-70555-0072 | MOLEX | STE
3730 | 8 |  | J8 | CTAOOC | 2109908 | 7 | Standard | Each | 1.0 | CONNECTOR_NEW RECTANGULAR, D- 9 EACH D-SUBMINIATURE RIGHT ANGLE CONNECTOR FRONT METAL SHELL 9 PINS 747840-4 | 18996-5747840-4 01940-6E17-C-009-P-AJ-1-21 10099-09 68 163 5812 00214-D09P33E6GX00LF | TE CONNECTIVITY AMPHENOL HARTING FCI | STE
3731 | 8 |  | J2 | CTAOOC | 2106009-6 | 1 | Restricted | Each | 1.0 | CONNEC LOW-PROF TRANSI 10C HEAD STR | 01940 821-A010P-AM-A00 00214-75869-101LF 00266-N2510-6002RB 10099-09 18 510 6324 18996-5103308-1 | AMPHENOL FCI 3M (MINNESOTA MINING MFG) HARTING TE CONNECTIVITY | STE
3732 | 7 | 1 |  | CTASoftware | 5474007 | 2 | Release | Each | 1.0 | Precision THUNIS-800+ Intercom firmware |  |  | CCX
3733 | 6 | 17 |  | CTAComponent | 5455375 | 2 | Release | Each | 1.0 | Speaker Cover |  |  | CCX
3734 | 6 | 16 |  | CTAComponent | 5452025 | 1 | Release | Each | 2.0 | Cable Gate |  |  | CCX
3735 | 6 | 11 |  | CTAComponent | 5445416-2 | 1 | Release | Each | 3.0 | AVID PRODUCTS STEEL P-CLAMP or R-clamp DIA6.4, WIDE9.7, 19243-SCP-4-323-203 |  |  | HLE
3736 | 6 | 12 |  | CTAComponent | 5445416-4 | 1 | Release | Each | 3.0 | AVID PRODUCTS STEEL P-CLAMP or R-clamp DIA9.5, WIDE12.7,19243-SCP-6-325-265 |  |  | HLE
3737 | 6 | 22 |  | CTAComponent | 5491255 | 1 | Release | Each | 1.0 | DIN rail-35, 7.5 |  |  | CCX
3738 | 6 | 9 |  | CTAAssembly | 5444084 | 2 | Release | Each | 1.0 | SPK assembly |  |  | CCX
3739 | 6 | 8 |  | CTAComponent | 5441108 | 1 | Release | Each | 1.0 | Desk Gate |  |  | CCX
3740 | 6 | 21 |  | CTAComponent | 5491254 | 1 | Release | Each | 1.0 | Insulation spacer |  |  | CCX
3741 | 6 | 26 |  | CTAComponent | 5496536 | 1 | Release | Each | 1.0 | PS800R MIC cover |  |  | CCX
3742 | 6 | 24 |  | CTAComponent | C2106-M4-02 | 3 | Release | Each | 31.0 | Spring Lock Washer, M4, Zinc plated, Rohs Fastener | 24140-C2106-M4-02 | TR FORMAC DIV OF TR FASTENINGS | HLE
3743 | 6 | 15 |  | CTAAssembly | 5450451 | 2 | Release | Each | 1.0 | Gooseneck MIC assembly |  |  | CCX
3744 | 6 | 14 |  | CTAAssembly | 5449180 | 1 | Release | Each | 1.0 | Desk Frame |  |  | CCX
3745 | 7 | 1 |  | CTAComponent | 1000-M6C020-04 | 4 | Release | Each | 36.0 | Hexagon Socket Head Cap Screw, M6-1, X20mm Long, Grade 8.8 Steel, Zinc Plated, RoHS Fastener | 11060-M6C20KCSC9Z6/912 10487-1000-M6C020-04 24140-M6/20/SOHTCS/TC1D/DIN912 20589-10948-03240 A0996-BN 4 M6 x 20mm CR6+FREE | ANIXTER OHTA TR FORMAC DIV OF TR FASTENINGS FASTENAL COMPANY BOSSARD | STM
3746 | 7 | 3 |  | CTAComponent | 1009-M4P2C9P5-29 | 1 | Release | Each | 4.0 | Cross Recessed Pan Head Tapping Screw, ST 4,2 X 9.5mm Long, Steel, Zinc Plated, RoHS Fastener | A0996-BN 994 ST 4.2 X 9.5mm CR6FREE 11060-M4.2N9.5TXPSTZ6/7981C 24140-4.2/9.5/PPSTAB/TC1D | BOSSARD ANIXTER TR FORMAC DIV OF TR FASTENINGS | STM
3747 | 7 | 4 |  | CTAComponent | 1010-M4C010-14 | 2 | Release | Each | 5.0 | Phillips Flat Head Screw, ISO 7046, M4-0.7, X10mm Long, Grade 4.8 Steel, Zinc Plated, RoHS Fastener | 20589-10948-03508 11060-M4C10MXFSTZ6/965A 24140-M4/10/KPSTMC/TC1/DIN965 | FASTENAL COMPANY ANIXTER TR FORMAC DIV OF TR FASTENINGS | STM
3748 | 7 | 2 |  | CTAComponent | 1007-M4C010-14 | 2 | Release | Each | 8.0 | Phillips Pan Head Screw, ISO 7045, M4-0.7, X10mm Long, Grade 4.8 Steel, Zinc Plated, RoHS Fastener | 11060-M4C10MXPSTZ6/7985 20589-10948-03570 24140-M4/10/PPSTMC/TC1/ISO7045 | ANIXTER FASTENAL COMPANY TR FORMAC DIV OF TR FASTENINGS | STM
3749 | 7 | 5 |  | CTAComponent | 2000-M4-03 | 3 | Release | Each | 8.0 | FLAT WASHER - NORMAL SERIES, ISO 7089, M4 CLASS 200H STEEL, ZINC PLATED RoHS FASTENER | 24140-M4/-/PWSTWA/TC1/DIN125 10487-2000-M4-03 A0996-BN 343 M4 CR6+FREE 24432-11103691 11060-M4NWSFSTZ6/125ATP | TR FORMAC DIV OF TR FASTENINGS OHTA BOSSARD FASTENAL ANIXTER | STM
3750 | 7 | 7 |  | CTAComponent | C2106-M4-02 | 3 | Release | Each | 8.0 | Spring Lock Washer, M4, Zinc plated, Rohs Fastener | 24140-C2106-M4-02 | TR FORMAC DIV OF TR FASTENINGS | HLE
3751 | 7 | 8 |  | CTAComponent | C2106-M6-02 | 3 | Release | Each | 36.0 | Spring Lock Washer, M6, Zinc plated, Rohs Fastener | 24140-C2106-M6-02 | TR FORMAC DIV OF TR FASTENINGS | HLE
3752 | 7 | 9 |  | CTAAssembly | 5457200 | 1 | Release | Each | 1.0 | Desk right bracket |  |  | CCX
3753 | 8 | 1 |  | CTAComponent | 3000-M10C-04 | 1 | Release | Each | 1.0 | Hexagon Nut, ISO4032, M10-1.5, Grade 8 Steel, Zinc Plated, RoHS Fastener | 20589-10948-03690 11060-M10CNFHC7Z6/4032 | FASTENAL COMPANY ANIXTER | STM
3754 | 8 | 4 |  | CTAComponent | 5460241 | 1 | Release | Each | 1.0 | Desk bracket foot cover |  |  | CCX
3755 | 8 | 6 |  | CTAComponent | 5442172 | 1 | Release | Each | 1.0 | Desk bracket front cover |  |  | CCX
3756 | 8 | 5 |  | CTAComponent | 5447807 | 1 | Release | Each | 2.0 | Desk bracket corner |  |  | CCX
3757 | 8 | 3 |  | CTAComponent | 5450649 | 1 | Release | Each | 1.0 | Desk bracket top cover |  |  | CCX
3758 | 8 | 2 |  | CTAComponent | 5438177 | 1 | Release | Each | 1.0 | Desk right bracket base |  |  | CCX
3759 | 8 | 9 |  | CTAComponent | 5491623 | 1 | Release | Each | 1.0 | Reinforecing plate |  |  | CCX
3760 | 8 | 10 |  | CTAComponent | 5496544 | 1 | Release | Each | 1.0 | Console caster install column |  |  | CCX
3761 | 8 | 8 |  | CTAComponent | 5491622 | 1 | Release | Each | 2.0 | Screw guidance |  |  | CCX
3762 | 8 | 7 |  | CTAComponent | 5445400 | 1 | Release | Each | 2.0 | Desk bracket head |  |  | CCX
3763 | 7 | 6 |  | CTAComponent | 2000-M6-03 | 3 | Release | Each | 36.0 | Flat Washer, ISO7089, M6, Steel 200HV, Zinc Plated, RoHS Fastener | 20589-10948-03457 10487-2000-M6-03 11060-M6NWSFSTZ6/125ATP 24140-M6/-/PWSTWA/TC1/DIN125 | FASTENAL COMPANY OHTA ANIXTER TR FORMAC DIV OF TR FASTENINGS | STM
3764 | 7 | 12 |  | CTAComponent | 5453939 | 1 | Release | Each | 1.0 | Desk foot bracket |  |  | CCX
3765 | 7 | 11 |  | CTAComponent | 5461016 | 1 | Release | Each | 3.0 | Rubber foot |  |  | CCX
3766 | 7 | 10 |  | CTAAssembly | 5461772 | 1 | Release | Each | 1.0 | Desk left bracket |  |  | CCX
3767 | 8 | 2 |  | CTAComponent | 5450649 | 1 | Release | Each | 1.0 | Desk bracket top cover |  |  | CCX
3768 | 8 | 1 |  | CTAComponent | 3000-M10C-04 | 1 | Release | Each | 2.0 | Hexagon Nut, ISO4032, M10-1.5, Grade 8 Steel, Zinc Plated, RoHS Fastener | 20589-10948-03690 11060-M10CNFHC7Z6/4032 | FASTENAL COMPANY ANIXTER | STM
3769 | 8 | 6 |  | CTAComponent | 5445400 | 1 | Release | Each | 2.0 | Desk bracket head |  |  | CCX
3770 | 8 | 5 |  | CTAComponent | 5442172 | 1 | Release | Each | 1.0 | Desk bracket front cover |  |  | CCX
3771 | 8 | 4 |  | CTAComponent | 5447807 | 1 | Release | Each | 2.0 | Desk bracket corner |  |  | CCX
3772 | 8 | 3 |  | CTAComponent | 5496584 | 1 | Release | Each | 1.0 | Desk left bracket foot cover |  |  | CCX
3773 | 8 | 9 |  | CTAComponent | 5436099 | 1 | Release | Each | 1.0 | Desk left bracket base |  |  | CCX
3774 | 8 | 8 |  | CTAComponent | 5491623 | 1 | Release | Each | 2.0 | Reinforecing plate |  |  | CCX
3775 | 8 | 7 |  | CTAComponent | 5491622 | 1 | Release | Each | 2.0 | Screw guidance |  |  | CCX
3776 | 8 | 10 |  | CTAAssembly | 5453095 | 2 | Release | Each | 1.0 | Desk left flitch |  |  | CCX
3777 | 9 | 1 |  | CTAComponent | 5443768 | 1 | Release | Each | 1.0 | Desk left flitch cover |  |  | CCX
3778 | 9 | 3 |  | CTAComponent | 5491622 | 1 | Release | Each | 3.0 | Screw guidance |  |  | CCX
3779 | 9 | 2 |  | CTAComponent | 5456422 | 1 | Release | Each | 1.0 | Desk left flitch base |  |  | CCX
3780 | 7 | 16 |  | CTAAssembly | 5491631 | 1 | Release | Each | 1.0 | Desk foot cover |  |  | CCX
3781 | 8 | 2 |  | CTAComponent | 5491629 | 1 | Release | Each | 1.0 | Rail bracket |  |  | CCX
3782 | 8 | 3 |  | CTAComponent | 5496590 | 1 | Release | Each | 1.0 | Cable holder |  |  | CCX
3783 | 8 | 1 |  | CTAComponent | 5453096 | 1 | Release | Each | 1.0 | Desk foot cover base |  |  | CCX
3784 | 7 | 14 |  | CTAComponent | 5461773 | 1 | Release | Each | 1.0 | Desk middle bracket |  |  | CCX
3785 | 7 | 15 |  | CTAComponent | 5457967 | 3 | Release | Each | 1.0 | Desktop |  |  | CCX
3786 | 7 | 13 |  | CTAComponent | 5456423 | 1 | Release | Each | 1.0 | Desk top bracket |  |  | CCX
3787 | 7 | 18 |  | CTAComponent | 5440505 | 1 | Release | Each | 1.0 | Panel foot cover |  |  | CCX
3788 | 7 | 17 |  | CTAComponent | 5448635 | 1 | Release | Each | 1.0 | Panel cable cover |  |  | CCX
3789 | 7 | 24 |  | CTAAssembly | 5496539 | 1 | Release | Each | 1.0 | Console caster |  |  | CCX
3790 | 8 | 2 |  | CTAComponent | 5496542 | 1 | Release | Each | 1.0 | Console caster bolt |  |  | CCX
3791 | 8 | 1 |  | CTAComponent | 5496541 | 1 | Release | Each | 1.0 | Console caster base |  |  | CCX
3792 | 8 | 4 |  | CTAComponent | 2000-M5-02 | 3 | Release | Each | 1.0 | Flat Washer, ISO7089, M5, Steel 140HV, Zinc Plated, RoHS Fastener | 11060-M5NWSFSTZ6/125A A0996-BN715 M5 CR6 Free 24140-M5/-/PWSTWA/TC1 20589-10948-03440 | ANIXTER BOSSARD TR FORMAC DIV OF TR FASTENINGS FASTENAL COMPANY | STM
3793 | 8 | 3 |  | CTAComponent | 1000-M5C010-04 | 5 | Release | Each | 1.0 | Hexagon Socket Head Cap Screw, M5-0.8, X10mm Long, Grade 8.8 Steel, Zinc Plated, RoHS Fastener | 11060-M5C10KCSC9Z6/912 20589-11103207 10487-1000-M5C010-04 24140-M5/10/HHSTBL/TC1D A0996-BN 4 M5 x 10mm CR6+FREE | ANIXTER FASTENAL COMPANY OHTA TR FORMAC DIV OF TR FASTENINGS BOSSARD | STM
3794 | 7 | 20 |  | CTAComponent | 5436664 | 1 | Release | Each | 1.0 | Base Close Cover |  |  | HLE
3795 | 7 | 19 |  | CTAAssembly | 5498326 | 1 | Release | Each | 1.0 | Desk front cover |  |  | CCX
3796 | 8 | 1 |  | CTAComponent | 5439739 | 1 | Release | Each | 1.0 | Desk front cover base |  |  | CCX
3797 | 8 | 2 |  | CTAComponent | 5496590 | 1 | Release | Each | 19.0 | Cable holder |  |  | CCX
3798 | 6 | 25 |  | CTAComponent | 5496535 | 1 | Release | Each | 1.0 | PS800R MIC install base |  |  | CCX
3799 | 6 | 13 |  | CTAComponent | 5448392 | 1 | Release | Each | 1.0 | Mic Grounding Plate |  |  | CCX
3800 | 6 | 10 |  | CTAAssembly | 5499828 | 1 | Release | Each | 1.0 | Desk rear cover |  |  | CCX
3801 | 7 | 1 |  | CTAComponent | 5442978 | 1 | Release | Each | 2.0 | Back plate |  |  | CCX
3802 | 7 | 2 |  | CTAComponent | 5458710 | 1 | Release | Each | 1.0 | Desk rear cover plate |  |  | CCX
3803 | 6 | 23 |  | CTAComponent | 5491256 | 2 | Release | Each | 1.0 | Phoenix contact 2963860 |  |  | CCX
3804 | 5 | 6 |  | CTAComponent | 5461759 | 1 | Release | Each | 50.0 | NYLON BINDING TIE CLAMP KSS CV-180 tie wrap 180x3.6mm Max Bundle Dia 46mm |  |  | HLE
3805 | 5 | 3 |  | CTAComponent | 2106-M5-14 | 1 | Release | Each | 4.0 | Spring Lock Washer with Flat Ends JIS B1251, M5, Spring Stainless Steel, Rohs Fastener | 24140-2106-M5-14 | TR FORMAC DIV OF TR FASTENINGS | STM
3806 | 5 | 2 |  | CTAComponent | 2001-M5-02 | 3 | Release | Each | 4.0 | Large Flat Washer, ISO7093, M5, Steel 140HV, Zinc Plated, RoHS Fastener | 20589-10948-03468 11060-M5NWFESTZ6/9021B A0996-BN 729 M5 CR6+FREE 24140-M5/-/PWSTWA/TC1/DIN9021 | FASTENAL COMPANY ANIXTER BOSSARD TR FORMAC DIV OF TR FASTENINGS | STM
3807 | 5 | 7 |  | ECCCollectorPart | 5476923 | 2 | Release | Each | 1.0 | console desk and TDSP cables collector |  |  | HLE
3808 | 6 | 3 |  | CTAComponent | 5448158 | 2 | Release | Each | 1.0 | Console TDSP-IF board RS232 Cable |  |  | CCX
3809 | 6 | 1 |  | CTAComponent | 5448182 | 3 | Release | Each | 1.0 | Console TDSP-IF board communication Cable |  |  | CCX
3810 | 6 | 2 |  | CTAComponent | 5436432 | 4 | Release | Each | 1.0 | Console EM_SW and Cable |  |  | CCX
3811 | 6 | 8 |  | CTAComponent | 5460785 | 3 | Release | Each | 1.0 | Console Collimator light SW cable 1 |  |  | CCX
3812 | 6 | 7 |  | CTAComponent | 5442517 | 3 | Release | Each | 1.0 | Console table movig control cable |  |  | CCX
3813 | 6 | 5 |  | CTAComponent | 5458295 | 1 | Release | Each | 1.0 | Console LR JOYSTICK Cable |  |  | HLE
3814 | 6 | 6 |  | CTAComponent | 5459790 | 1 | Release | Each | 1.0 | Console Xray SW Cable |  |  | HLE
3815 | 6 | 4 |  | CTAComponent | 5439299 | 1 | Release | Each | 1.0 | Console UD JOYSTICK Cable |  |  | HLE
3816 | 6 | 12 |  | CTAComponent | 5445937 | 2 | Release | Each | 1.0 | Console Joystick base ground cable |  |  | HLE
3817 | 6 | 13 |  | CTAComponent | 5448363 | 2 | Release | Each | 1.0 | Console TDSP ground cable |  |  | HLE
3818 | 6 | 11 |  | CTAComponent | 5437145 | 1 | Release | Each | 1.0 | PS800 Refresh console EM button base ground cable |  |  | HLE
3819 | 6 | 10 |  | CTAComponent | 5451993 | 3 | Release | Each | 1.0 | Console Vol adj. base ground cable |  |  | CCX
3820 | 6 | 9 |  | CTAComponent | 5445137 | 2 | Release | Each | 1.0 | Console Video adj. base ground cable |  |  | HLE
3821 | 6 | 15 |  | CTAComponent | 5442713 | 2 | Release | Each | 1.0 | Console Intercom Power cable |  |  | HLE
3822 | 6 | 14 |  | CTAComponent | 5482782 | 2 | Release | Each | 1.0 | Console foot-switch cable |  |  | CCX
3823 | 6 | 18 |  | CTAComponent | 5441903 | 3 | Release | Each | 1.0 | Console desk-E ground cable |  |  | CCX
3824 | 6 | 17 |  | CTAComponent | 5438693 | 3 | Release | Each | 1.0 | Console MIC base ground cable |  |  | CCX
3825 | 6 | 16 |  | CTAComponent | 5437711 | 3 | Release | Each | 1.0 | Console Intercom Power cable |  |  | CCX
3826 | 6 | 21 |  | CTAComponent | 5443329 | 3 | Release | Each | 1.0 | TDSP CN332 MIS Cable |  |  | HLE
3827 | 6 | 22 |  | CTAComponent | 5457533 | 3 | Release | Each | 1.0 | TDSP CN331 MIS Cable |  |  | HLE
3828 | 6 | 20 |  | CTAComponent | 5480546 | 2 | Release | Each | 1.0 | Console Mic enable cable |  |  | HLE
3829 | 6 | 19 |  | CTAComponent | 5451421 | 2 | Release | Each | 1.0 | Console monitor grounding cable |  |  | CCX
3830 | 5 | 4 |  | CTAAssembly | 5441942 | 5 | Release | Each | 1.0 | Panel assembly |  |  | CCX
3831 | 6 | 2 |  | CTAComponent | 1007-M3C008-14 | 2 | Release | Each | 41.0 | Phillips Pan Head Screw, ISO 7045, M3-0.5, X8mm Long, Grade 4.8 Steel, Zinc Plated, RoHS Fastener | 20589-10948-03564 11060-M3C8MXPSTZ6/7985 24140-M3/8/PPSTMC/TC1/ISO7045 A0996-BN 384 M3 x 8mm CR6+FREE 24432-91188 | FASTENAL COMPANY ANIXTER TR FORMAC DIV OF TR FASTENINGS BOSSARD FASTENAL | STM
3832 | 6 | 1 |  | CTAComponent | 1007-M2C006-14 | 1 | Release | Each | 4.0 | Phillips Pan Head Screw, ISO 7045, M2-0.4, X6mm Long, Grade 4.8 Steel, Zinc Plated, RoHS Fastener | 20589-10948-03557 11060-M2C6MXPSTZ6/7985 | FASTENAL COMPANY ANIXTER | STM
3833 | 6 | 4 |  | CTAComponent | 1007-M4C020-14 | 1 | Release | Each | 6.0 | Phillips Pan Head Screw, ISO 7045, M4-0.7, X20mm Long, Grade 4.8 Steel, Zinc Plated, RoHS Fastener | 20589-10948-03573 11060-M4C20MXPSTZ6/7985 | FASTENAL COMPANY ANIXTER | STM
3834 | 6 | 6 |  | CTAComponent | 1010-M4C010-14 | 2 | Release | Each | 4.0 | Phillips Flat Head Screw, ISO 7046, M4-0.7, X10mm Long, Grade 4.8 Steel, Zinc Plated, RoHS Fastener | 20589-10948-03508 11060-M4C10MXFSTZ6/965A 24140-M4/10/KPSTMC/TC1/DIN965 | FASTENAL COMPANY ANIXTER TR FORMAC DIV OF TR FASTENINGS | STM
3835 | 6 | 5 |  | CTAComponent | 1010-M3C008-14 | 1 | Release | Each | 10.0 | Phillips Flat Head Screw, ISO 7046, M3-0.5, X8mm Long, Grade 4.8 Steel, Zinc Plated, RoHS Fastener | 20589-10948-03502 11060-M3C8MXFSTZ6/965A | FASTENAL COMPANY ANIXTER | STM
3836 | 6 | 3 |  | CTAComponent | 1007-M4C010-14 | 2 | Release | Each | 4.0 | Phillips Pan Head Screw, ISO 7045, M4-0.7, X10mm Long, Grade 4.8 Steel, Zinc Plated, RoHS Fastener | 11060-M4C10MXPSTZ6/7985 20589-10948-03570 24140-M4/10/PPSTMC/TC1/ISO7045 | ANIXTER FASTENAL COMPANY TR FORMAC DIV OF TR FASTENINGS | STM
3837 | 6 | 8 |  | CTAComponent | 2000-M4-03 | 3 | Release | Each | 4.0 | FLAT WASHER - NORMAL SERIES, ISO 7089, M4 CLASS 200H STEEL, ZINC PLATED RoHS FASTENER | 24140-M4/-/PWSTWA/TC1/DIN125 10487-2000-M4-03 A0996-BN 343 M4 CR6+FREE 24432-11103691 11060-M4NWSFSTZ6/125ATP | TR FORMAC DIV OF TR FASTENINGS OHTA BOSSARD FASTENAL ANIXTER | STM
3838 | 6 | 9 |  | CTAComponent | 2106-M3-05 | 2 | Release | Each | 41.0 | Spring Lock Washer with Flat Ends JIS B1251, M3, Spring Steel, Zinc Plated, Rohs Fastener | 24140-MEP M3/SPSTWA/TC1D/JIS B1251 | TR FORMAC DIV OF TR FASTENINGS | STM
3839 | 6 | 7 |  | CTAComponent | 2000-M3-03 | 2 | Release | Each | 41.0 | WASHER PLAIN - LARGE 3.2 MM 7 MM , HV200, Steel, Zinc plate RoHS Washer | 10487-2000-M3-03 23983-6083737 24140-200-M3-03 | OHTA BOSSARD CHINA TR FORMAC DIV OF TR FASTENINGS | STM
3840 | 6 | 11 |  | CTAAssembly | 5437160 | 3 | Release | Each | 1.0 | Contrast ADJ. assembly |  |  | CCX
3841 | 6 | 13 |  | CTAComponent | 5440049 | 2 | Release | Each | 13.0 | PS800R SID Lift Button |  |  | CCX
3842 | 6 | 12 |  | CTAAssembly | 5438501 | 2 | Release | Each | 1.0 | Console MIC ADJ. assembly |  |  | CCX
3843 | 6 | 10 |  | CTAAssembly | 5437157 | 3 | Release | Each | 1.0 | Brightenss ADJ. assembly |  |  | CCX
3844 | 6 | 15 |  | CTAComponent | 5441110 | 4 | Release | Each | 1.0 | SID 120 Cover |  |  | CCX
3845 | 6 | 18 |  | CTAComponent | 5445221 | 4 | Release | Each | 2.0 | Potentiometer Cup |  |  | CCX
3846 | 6 | 16 |  | CTAComponent | 5441932 | 1 | Release | Each | 1.0 | Emergency Stop Bracket |  |  | CCX
3847 | 6 | 14 |  | CTAComponent | 5441109 | 5 | Release | Each | 1.0 | Panel cover |  |  | CCX
3848 | 6 | 20 |  | CTAComponent | 5445992 | 2 | Release | Each | 2.0 | resistor |  |  | CCX
3849 | 6 | 17 |  | CTAComponent | 5498232 | 1 | Release | Each | 2.0 | Tilting handle bracket |  |  | CCX
3850 | 6 | 19 |  | CTAComponent | 5445970 | 3 | Release | Each | 1.0 | SID 105 Cover |  |  | CCX
3851 | 6 | 21 |  | CTAComponent | 5449182 | 6 | Release | Each | 1.0 | SPK key cover |  |  | CCX
3852 | 6 | 24 |  | CTAComponent | 5451203 | 4 | Release | Each | 1.0 | SID 150 Cover |  |  | CCX
3853 | 6 | 23 |  | CTAComponent | 5450433 | 2 | Release | Each | 1.0 | X-ray CONTROL Lever |  |  | CCX
3854 | 6 | 25 |  | CTAComponent | 5498231 | 1 | Release | Each | 2.0 | Key bracket |  |  | CCX
3855 | 6 | 22 |  | CTAComponent | 5449183 | 1 | Release | Each | 1.0 | Potentiometer Bracket |  |  | CCX
3856 | 6 | 27 |  | CTAComponent | 5456188 | 1 | Release | Each | 2.0 | Knob Bracket |  |  | CCX
3857 | 6 | 26 |  | CTAComponent | 5454583 | 1 | Release | Each | 2.0 | Tilting Handle |  |  | CCX
3858 | 6 | 32 |  | CTAComponent | 5461565 | 2 | Release | Each | 2.0 | ROTARY SWITCH |  |  | CCX
3859 | 6 | 30 |  | CTAComponent | 5460817 | 2 | Release | Each | 1.0 | Panel cover film |  |  | HLE
3860 | 6 | 31 |  | CTAComponent | 5460818 | 1 | Release | Each | 2.0 | Tilting Handle base |  |  | CCX
3861 | 6 | 29 |  | CTAComponent | 5459997 | 1 | Release | Each | 2.0 | Cable bundler |  |  | CCX
3862 | 6 | 28 |  | CTAComponent | 5498230 | 1 | Release | Each | 1.0 | Handle bracket |  |  | CCX
3863 | 6 | 34 |  | CTAAssembly | 5473933 | 5 | Release | Each | 1.0 | TDSP Board Assembly |  |  | CCX
3864 | 7 | 1 |  | CTASoftware | 5474005 | 1 | Release | Each | 1.0 | Precision THUNIS-800+ TDSP Firmware |  |  | HLE
3865 | 7 | 2 |  | CTACircuitBoard | 5446243 | 4 | Release | Each | 1.0 | Precision THUNIS-800+ TDSP Board PWA |  |  | CCX
3866 | 8 |  | J1,J3 | CTAOOC | 2213607 | 7 | Standard | Each | 2.0 | CONNEC SUBD 9C PWB STR PLUG+440LK | 10099-09 65 161 5713 00214-D09P24A6GV00LF | HARTING FCI | STE
3867 | 8 |  | FL10,FL11 | CTAComponent | 5482604 | 1 | Release | Each | 2.0 | CHIP EMIFIL Capacitor Type |  |  | HLE
3868 | 8 |  | 1LD-3LD | CTAOOC | 2410071 | 1 | Not Recommended | Each | 3.0 | LED 7 SEGMENT DISPLAY COMMON ANODE GREEN. WARNING: Unknown Whisker Risk | 00941 HDSP-A901 11520 LTS-3861G-H1 | AVAGO TECHNOLOGIES LITE-ON | STE
3869 | 8 |  | U33 | CTAOOC | 5135116-3 | 1 | Standard | Each | 1.0 | PROGRAMMABLE CPLD, 2210 LOGIC ELEMENTS, MAX_II, 1.5-3.3V I_O VOLTAGE, 2.5-3.3V SUPPLY, 204 IO PINS, FBGA 256 | 10208-EPM2210F256C5N | ALTERA | STE
3870 | 8 |  | 1FSCN,335CN-338CN,EM_STOP_CN | CTAOOC | 5122576 | 2 | Not Recommended | Each | 6.0 | CONNECTOR 2.54MM AMPMODU, 1X4POS HEADER, STRAIGHT, SHROUDED , 0.8um GOLD, PWB2.4. WARNING: Unknown Whisker Risk | 18996-280371-3 | TE CONNECTIVITY | STE
3871 | 8 |  | C124 | CTAOOC | 2385569-5 | 3 | Standard | Each | 1.0 | CAPACITOR CERAMIC, X5R, 10UF, 10Percent, 25V, SMD 1210 | 03041-C3225X5R1E106K 08390-C1210C106K3PAC 19214-CM32X5R106K25A 19214-12103D106KAT 03041-C3225X5R1E106K250AA | TDK KEMET AVX/KYOCERA AVX/KYOCERA TDK | STE
3872 | 8 | 1 |  | CTACircuitBoard | 5436150 | 1 | Release | Each | 1.0 | PWB for Precision THUNIS-800+ TDSP Board |  |  | HLE
3873 | 8 |  | R55-R61,R68-R72,R190-R192,R222-R230 | CTAOOC | 2285457-25 | 1 | Standard | Each | 24.0 | RESISTOR 1k OHMS 5 % 500m WATTS | 02254-MCR50JZHJ102 00006-WCR2010LF102J 18981-CRCW20101K00JNE 11962-RC2010JK-071KL 06725-RK73B2HTTE102J | ROHM IRC VISHAY YAGEO KOA | STE
3874 | 8 |  | C8,C13 | CTAOOC | 46-302742P8 | 3 | Standard | Each | 2.0 | CAPACITOR FIXED 1u FARADS 35 VOLTS .138L .110W .075H 3528 SURFACE MOUNT DEVICE | 18981-293D105X9035B2TE3 08390-T491B105K035AT | VISHAY KEMET | STE
3875 | 8 |  | CR3-CR9 | CTAOOC | 5391885 | 1 | Restricted | Each | 7.0 | PROTECTION TRANSIENT SUPPRESSOR, 300W, 24V, SOT23-6 | 21202-SMS24C.TCT | SEMTECH | STE
3876 | 8 |  | DS5-DS7,DS11 | CTAOOC | 5453565 | 1 | Restricted | Each | 4.0 | LED YELLOW, STRAIGHT, 2 PER PKG, 8.89 MM X 8.89 MM | 22942-HLMP-2755 | AVAGO | STE
3877 | 8 |  | U3,U5,U8,U9,U13,U14 | CTAOOC | 2364058-4 | 1 | Standard | Each | 6.0 | I.C PHOTOCOUP X4 SOL16 4.4MM | 18981-TCMT4100 22942-ACPL-247-560E | VISHAY AVAGO | STE
3878 | 8 |  | 331CN-333CN | CTAOOC | 46-221703P17 | 4 | Restricted | Each | 3.0 | CONNECTOR, 2.54MM, 2X25POS, STRAIGHT, LONG LATCHES, 4-WALL AMP PART IS RESTRICTED DUE TO THE FACT THAT IT REQUIRES A .250 LONG SCREW TO RETAIN IT. | 00266-N3433-6303RB | 3M (MINNESOTA MINING MFG) | STE
3879 | 8 |  | S3-S5, S7-S14 | CTAComponent | 5446770 | 1 | Release | Each | 11.0 | short-travel keyswitch |  |  | HLE
3880 | 8 |  | R54,R62-R67,R73-R93,R98,R170,R175,R180,R181,R200,R204-R206,R218,R220,R221,R231-R244 | CTAOOC | 5312051-10 | 1 | Restricted | Each | 54.0 | RESISTOR 1K, 0.1PERCENT, 0.25W, 25PPM, 1206 | 18981-TNPW12061K00BEEA 06725-RN73H2BTTD1001B25 11962-RT1206BRD071KL 05498-BLU1206-1001-BT25W | VISHAY KOA YAGEO RCD COMPONENTS INC. | STE
3881 | 8 |  | R99,R106-R109,R117,R118,R125,R126,R139,R140,R142-R147,R151-R159,R211 | CTAOOC | 5245267-2 | 2 | Restricted | Each | 27.0 | RESISTOR 33 OHM, NON-MAGNETIC, 2 PERCENT, 100MW, FILM, 100PPM, 0603 | 23828-CHR0603 33 OHM +-2% | SRT RESISTOR TECHNOLOGY GMBH | STE
3882 | 8 |  | R193 | CTAOOC | 5160167 | 2 | Standard | Each | 1.0 | RESISTOR, 0R, THICK FILM, 2512, 2A, 0.05 OHM | 18981-CRCW25120000Z0E 11962-RC2512JK-070RL 06725-RK73Z3AT 02254-MCR100JZHJ000 | VISHAY YAGEO KOA ROHM | STE
3883 | 8 |  | J2 | CTAOOC | 2106009-6 | 1 | Restricted | Each | 1.0 | CONNEC LOW-PROF TRANSI 10C HEAD STR | 01940 821-A010P-AM-A00 00214-75869-101LF 00266-N2510-6002RB 10099-09 18 510 6324 18996-5103308-1 | AMPHENOL FCI 3M (MINNESOTA MINING MFG) HARTING TE CONNECTIVITY | STE
3884 | 8 |  | U2,U6,U17-U22 | CTAOOC | 2111738-3 | 1 | Restricted | Each | 8.0 | DARLINGTON ARRAY,8 CHANNEL,OPEN COLLECTOR,50V,500MA,SOL18 | 00495-ULN2803ADW | TEXAS INSTRUMENTS | STE
3885 | 8 |  | R210 | CTAOOC | 46-312792P18 | 2 | Standard | Each | 1.0 | RESISTOR 10 OHMS 1 PERCENT .125 WATTS SURFACE MOUNTING 100PPM/DEG C 100V L .079 W .050 T .018 | 18981-CRCW080510R0FKE 11962-RC0805FR-0710RL 05498-MC080510R0FTW 00006-WCR0805LF10R0F | VISHAY YAGEO RCD COMPONENTS INC. IRC | STE
3886 | 8 |  | R100 | CTAOOC | 46-312792P11 | 4 | Standard | Each | 1.0 | RESISTOR 2k OHMS 1 % .125 WATTS 100V 100PPM/C | 18981-CRCW08052K00FKE 11623-NRC10F2001TRF 00006-WCR0805LF2001F 06725-RK73H2ATTD2001F 05498-MC08052001FTW | VISHAY NIC COMPONENTS CORPORATION IRC KOA RCD COMPONENTS INC. | STE
3887 | 8 |  | R9-R24,R29-R36,R38-R46,R97,R101-R105,R110,R111,R113-R116,R119-R124,R127-R138,R141,R171-R174,R176-R179,R182-R185,R212 | CTAOOC | 46-312792P13 | 4 | Standard | Each | 77.0 | RESISTOR 1k OHMS 1 PERCENT .125 WATTS 0805 CASE SIZE | 11623-NRC10F1001TRF 05498-MC08051001FTW 18981-CRCW08051K00FKE 06725-RK73H2ATTD1001F 00006-WCR0805LF1001F | NIC COMPONENTS CORPORATION RCD COMPONENTS INC. VISHAY KOA IRC | STE
3888 | 8 |  | R1-R8,R25-R28,R160-R169,R194-R199,R201-R203,R219 | CTAOOC | 46-312792P16 | 4 | Standard | Each | 32.0 | RESISTOR 332 OHMS 1 % .125 WATTS 100V 0805 CASE SIZE THICK FILM +-100 PPM/C | 06725-RK73H2ATTD3320F 05498-MC08053320FTW 18981-CRCW0805332RFKE 00006-WCR0805LF3320F | KOA RCD COMPONENTS INC. VISHAY IRC | STE
3889 | 8 |  | R94-R96,R112,R186-R189 | CTAOOC | 46-312792P7 | 4 | Standard | Each | 8.0 | RESISTOR 10k OHMS 1 PERCENT .125 WATTS SURFACE MOUNTING 0805 PACKAGE 100 PPM/DEGREE C 100V L .079 W .050 T .018 | 11623-NRC10F1002TRF 05498-MC08051002FTW 18981-CRCW080510K0FKE 00006-WCR0805LF1002F 06725-RK73H2ATTD1002F | NIC COMPONENTS CORPORATION RCD COMPONENTS INC. VISHAY IRC KOA | STE
3890 | 8 |  | D3 | CTAOOC | 46-311083P2 | 3 | Standard | Each | 1.0 | BAV70 SWITCHING DIODE DUAL SER SW VR-70V VF-1.25V 200 MA SOT23 | 18846-BAV70LT1G 18889-BAV 70 E6327 18889-BAV70E6327HTSA1 | ON SEMICONDUCTOR INFINEON TECHNOLOGIES AG INFINEON TECHNOLOGIES AG | STE
3891 | 8 |  | C6,C9-C12,C14-C19,C21,C23-C30,C71-C73,C78-C88,C91-C121 | CTAOOC | 2187107-6 | 3 | Not Recommended | Each | 65.0 | CAPACITOR FIXED .1u FARADS 50 VOLTS | 08390 C0805C104K5RAC 07945-CL21B104KBCNNNC | KEMET SAMSUNG | STE
3892 | 8 |  | C33 | CTAOOC | 2187107-10 | 2 | Standard | Each | 1.0 | CAPACITOR CERAMIC X7R, 1UF 10Percent, 16V, SMD 0805 | 02862-GRM21BR71C105KA01 19214-0805YC105KAT | MURATA AVX/KYOCERA | STE
3893 | 8 |  | C1-C3 | CTAOOC | 2187107-11 | 1 | Standard | Each | 3.0 | CAPACITOR FIXED .027u FARADS 50 VOLT 10% TOLERANCE; 0805 CASE SIZE; X7R | 19214 08055C273KAT 08390 C0805C273K5RAC 18981-VJ0805Y273KXA 11623-NMC0805X7R273K50TRPF 02862-GRM219R71H273KA01 | AVX/KYOCERA KEMET VISHAY NIC COMPONENTS CORPORATION MURATA | STE
3894 | 8 |  | U7 | CTAOOC | 2154023 | 2 | Standard | Each | 1.0 | INT DRIVER LIGN 26C31 SO16 .15 SMD | 00036-DS26C31TM NOPB 00495-AM26C31IDE4 00495-DS26C31TM NOPB | NATIONAL SEMICONDUCTOR TEXAS INSTRUMENTS TEXAS INSTRUMENTS | STE
3895 | 8 |  | C4,C62-C70,C74-C77 | CTAOOC | 2187107-3 | 1 | Standard | Each | 14.0 | CAPACITOR FIXED .01u FARADS 50 VOLTS | 08390 C0805C103K5RAC 19214-08055C103KAT | KEMET AVX/KYOCERA | STE
3896 | 8 |  | J4 | CTAOOC | 2115384-2 | 2 | Standard | Each | 1.0 | FASTON TAB, 6.3X0.8MM, STRAIGHT, 5.08MM PITCH, PWB3.2, TINNED | 04947-1287 18996-1217056-1 | KEYSTONE ELECTRONICS CORP TE CONNECTIVITY | STE
3897 | 8 |  | 334CN | CTAOOC | 2227700-6 | 4 | Standard | Each | 1.0 | CONNECT TRANSIT+LATCH 40C HEADER STR | 00214-71918-140LF 00266-N3432-6302RB 18996-5499206-9 10099-09 18 540 5904 | FCI 3M (MINNESOTA MINING MFG) TE CONNECTIVITY HARTING | STE
3898 | 8 |  | TP4-TP9 | CTAOOC | 2233921 | 2 | Standard | Each | 6.0 | TEST POINT, SMD 1005 | 04947 5015 ZZC70-TP-108-02-1-T | KEYSTONE ELECTRONICS CORP COMPONENTS CORPORATION | STE
3899 | 8 |  | C7,C20,C22,C32,C34-C40,C42,C44,C46,C48-C61,C125-C128 | CTAOOC | 2235239-6 | 2 | Standard | Each | 32.0 | CAPACITOR X7R 100NF 10% 16V 0603 | 08390 C0603C104K4RAC 18981-VJ0603Y104KXJ 11962-CC0603KRX7R7BB104 19214-0603YC104KAT | KEMET VISHAY YAGEO AVX/KYOCERA | STE
3900 | 8 |  | R207-R209,R213-R217 | CTAOOC | 2236238 | 2 | Standard | Each | 8.0 | RESISTOR, 0 OHM, THICK FILM, 0603, 1A, 0.05 OHM MAX | 02254-MCR03EZPJ000 18981-CRCW06030000Z0E 00078-CR0603J/000ELF 05498-ZC0603TW 06725-RK73Z1JT 11962-RC0603JR-070RL | ROHM VISHAY BOURNS RCD COMPONENTS INC. KOA YAGEO | STE
3901 | 8 |  | D1,D2,D4-D15 | CTAOOC | 2212279 | 2 | Standard | Each | 14.0 | DIODE, RECTIFIER, 200V 2A, SMB PACKAGE | 00124-STTH2R02U 18981-ES2D-E3/52T | ST MICROELECTRONICS VISHAY | STE
3902 | 8 |  | C89,C90 | CTAOOC | 2212396-6 | 1 | Restricted | Each | 2.0 | CAPACITOR FIXED 100u FARADS 50 VOLTS ALUMINUM ELECTROLYTIC SMT 10X10MM | 06533-UWS1H101MCL1GS | NICHICON CORPORATION | STE
3903 | 8 |  | U1,U15,U16 | CTAOOC | 2211252-15 | 2 | Standard | Each | 3.0 | LOGIC 74AHC-VHC373 TSSOP20 | 18846-MC74VHC373DTR2G 00495-SN74AHC373PWG4 | ON SEMICONDUCTOR TEXAS INSTRUMENTS | STE
3904 | 8 |  | U26 | CTAOOC | 2211252-5 | 4 | Standard | Each | 1.0 | LOGIC 74AHC-VHC14 TSSOP14 | 00495-SN74AHC14PWG4 18846-MC74VHC14DTG 00495-SN74AHC14PWE4 00495 SN74AHC14PW | TEXAS INSTRUMENTS ON SEMICONDUCTOR TEXAS INSTRUMENTS TEXAS INSTRUMENTS | STE
3905 | 8 |  | DS1-DS4,DS8-DS10,DS12-DS16 | CTAOOC | 2279219-2 | 1 | Standard | Each | 12.0 | LED GREEN LTST-C190G 0603 SMD | 18802 AP1608SGC 00941 HSMG-C190 11520 LTST-C190GKT 09050 PG1111C | KINGBRIGHT AVAGO TECHNOLOGIES LITE-ON STANLEY ELECTRIC CO LTD | STE
3906 | 8 |  | Y1 | CTAOOC | 2304499-20 | 4 | Standard | Each | 1.0 | CRYSTAL OSCILLATOR 12.288 MHZ, 3.3VOLTS, TTL_CMOS, 50PPM FREQ TOLERANCE, 5X7.5 BODY SIZE | 19133-EC2645TTS-12.288M 19214-KC7050C-12.2880-C30E00 05968-S1803B-12.2880 20038-124-12.288-1 05968-S1613B-12.2880 11718-CO4305S-12.288-T | ECLIPTEK AVX/KYOCERA PERICOM, FORMERLY SARONIX FOX ELECTRONICS PERICOM, FORMERLY SARONIX RALTRON (FORMERLY SHOWA) | STE
3907 | 8 |  | FL1-FL9,FL12-FL14 | CTAOOC | 2306384-4 | 1 | Restricted | Each | 12.0 | FERRITE BEAD 1000 OHM at 100 MHZ 400 MA RATING, 0603 PACKAGE | 02862 BLM18AG102SN1 | MURATA | STE
3908 | 8 |  | S1 | CTAOOC | 2253364-2 | 3 | Not Recommended | Each | 1.0 | SURFACE MOUNT DIP SWITCH, 4 POSITION GULL WING WITH POLYIMIDE TAPE SEAL MACHINE-INSERTABLE. WARNING: Unknown Whisker Risk | 05229-90HBW04PRT 00031-219004MST | GRAYHILL CTS CORP | STE
3909 | 8 |  | U4,U10-U12 | CTAOOC | 2274393-3 | 3 | Standard | Each | 4.0 | IC, RECEIVER RS422, QUAD, 3.3V, 1 ENABLE, AM26LV32, SO16, 85C | 00495-AM26LV32IDE4 00036-DS26LV32ATM NOPB 00495-DS26LV32ATM NOPB | TEXAS INSTRUMENTS NATIONAL SEMICONDUCTOR TEXAS INSTRUMENTS | STE
3910 | 8 |  | U25 | CTAOOC | 2274500-2 | 1 | Standard | Each | 1.0 | LOGIC INTERFACE RS-232 DRIVER-RECEIVER TSSOP 3 TO 5 V SUPPLY WITH ESD PROTECTION | 00495-MAX3232CPWE4 00124-ST3232ECTR 01649-ADM3202ARUZ | TEXAS INSTRUMENTS ST MICROELECTRONICS ANALOG DEVICES | STE
3911 | 8 |  | U23,U24 | CTAOOC | 2246237-2 | 3 | Standard | Each | 2.0 | DRIVER-RECEIVER UART WITH 16 BYTE FIFO 3.3-5V SUPPLY, 48-TQFP NOTE ONLY TI PART HAS AUTOFLOW CNTRL | 00495-TL16C550CPTG4 ZZE10-ST16C550CQ48-F | TEXAS INSTRUMENTS EXAR | STE
3912 | 8 |  | C5,C31,C41,C43,C45,C47 | CTAOOC | 2240282-15 | 2 | Standard | Each | 6.0 | CAPACITOR CERAMIC, X7R, 10UF, 10Percent, 16V, SMD 1206 | 03041-C3216X7R1C106K 08390-C1206C106K4RAC 11962-CC1206KKX7R7BB106 03041-C3216X7R1C106K160AC | TDK KEMET YAGEO TDK | STE
3913 | 8 |  | VR1 | CTAOOC | 2334692 | 1 | Restricted | Each | 1.0 | REGULATOR 3.3V OUTPUT LOW DROPOUT ANYCAP, 1.5A OUTPUT, SOT-223 | 01649-ADP3339AKCZ-3.3 | ANALOG DEVICES, INC. | STE
3914 | 6 | 33 |  | CTAAssembly | 5462310 | 2 | Release | Each | 1.0 | Console SPK ADJ. assembly |  |  | CCX
3915 | 6 | 35 |  | CTAComponent | 5482603 | 3 | Release | Each | 1.0 | Voice enable button |  |  | CCX
3916 | 6 | 37 |  | CTAComponent | C2106-M4-02 | 3 | Release | Each | 4.0 | Spring Lock Washer, M4, Zinc plated, Rohs Fastener | 24140-C2106-M4-02 | TR FORMAC DIV OF TR FASTENINGS | HLE
3917 | 6 | 38 |  | CTAComponent | 5498234 | 1 | Release | Each | 1.0 | Button washer |  |  | CCX
3918 | 6 | 36 |  | CTAComponent | 5491249 | 1 | Release | Each | 1.0 | Left knob bracket |  |  | CCX
3919 | 5 | 10 |  | ECCCollectorPart | 5479476 | 3 | Release | Each | 1.0 | Desk label collector |  |  | CCX
3920 | 5 | 9 |  | CTAComponent | 5491248 | 1 | Release | Each | 2.0 | Right washer |  |  | CCX
3921 | 5 | 8 |  | CTAComponent | 5491247 | 1 | Release | Each | 2.0 | Left washer |  |  | CCX
3922 | 5 | 11 |  | CTAComponent | 5120929 | 2 | Release | Each | 1.0 | Storm Console keyboard bracket |  |  | CCX
3923 | 5 | 12 |  | CTAComponent | 5161171 | 2 | Release | Each | 2.0 | Cable screw | 20284-5161171 | BOSSARD LTD. FASTENERS | HLE
3924 | 4 | 5 |  | CTAComponent | 5461759 | 1 | Release | Each | 40.0 | NYLON BINDING TIE CLAMP KSS CV-180 tie wrap 180x3.6mm Max Bundle Dia 46mm |  |  | HLE
3925 | 4 | 3 |  | ECCCollectorPart | 5452094 | 3 | Release | Each | 1.0 | Console cable collector |  |  | HLE
3926 | 5 | 11 |  | CTAComponent | 5451796 | 3 | Release | Each | 1.0 | Cabinet Interface Board Power Cable |  |  | CCX
3927 | 5 | 10 |  | CTAComponent | 5437756 | 1 | Release | Each | 1.0 | Cabinet door ground cable |  |  | HLE
3928 | 5 | 7 |  | CTAComponent | 5454302 | 2 | Release | Each | 1.0 | Console DSA LVDS Convert Cable |  |  | HLE
3929 | 5 | 6 |  | CTAComponent | 5455121 | 1 | Release | Each | 1.0 | Console DSA SYNC SIGNAL CABLE |  |  | HLE
3930 | 5 | 13 |  | CTAComponent | 5456161 | 2 | Release | Each | 1.0 | Cabinet PCU Real-time Control Cable |  |  | HLE
3931 | 5 | 12 |  | CTAComponent | 5456928 | 1 | Release | Each | 1.0 | Cabinet PCU ground cable |  |  | HLE
3932 | 5 | 5 |  | CTAComponent | 5455126 | 1 | Release | Each | 1.0 | Console DSA 1750 Card RT Control Cable |  |  | HLE
3933 | 5 | 1 |  | CTAComponent | 5453651 | 2 | Release | Each | 1.0 | Console Image Monitor Power Cable |  |  | CCX
3934 | 5 | 2 |  | CTAComponent | 5461517 | 1 | Release | Each | 1.0 | Console Workstation Power Cable |  |  | HLE
3935 | 5 | 4 |  | CTAComponent | 5446734 | 2 | Release | Each | 1.0 | Console Camera Link Cable |  |  | HLE
3936 | 5 | 3 |  | CTAComponent | 5455343 | 3 | Release | Each | 1.0 | Console Workstation-Gen Console COM Cable |  |  | CCX
3937 | 5 | 9 |  | CTAComponent | 5439492 | 3 | Release | Each | 1.0 | Console IF board-Gen console COM Cable |  |  | CCX
3938 | 5 | 8 |  | CTAComponent | 5443331 | 1 | Release | Each | 1.0 | Console PCU Communication Cable |  |  | HLE
3939 | 4 | 2 |  | ECCCollectorPart | 5444848 | 5 | Release | Each | 1.0 | Console cabinet assembly |  |  | CCX
3940 | 5 | 9 |  | CTAComponent | 2000-M4-03 | 3 | Release | Each | 1.0 | FLAT WASHER - NORMAL SERIES, ISO 7089, M4 CLASS 200H STEEL, ZINC PLATED RoHS FASTENER | 24140-M4/-/PWSTWA/TC1/DIN125 10487-2000-M4-03 A0996-BN 343 M4 CR6+FREE 24432-11103691 11060-M4NWSFSTZ6/125ATP | TR FORMAC DIV OF TR FASTENINGS OHTA BOSSARD FASTENAL ANIXTER | STM
3941 | 5 | 5 |  | CTAAssembly | 5445960 | 6 | Release | Each | 1.0 | Digital image subsystem |  |  | CCX
3942 | 6 | 4 |  | CTAComponent | 5460013 | 1 | Release | Each | 1.0 | Console Digital box Image Converter Board Power Cable |  |  | HLE
3943 | 6 | 6 |  | ECCCollectorPart | 5448915 | 3 | Release | Each | 1.0 | Software CD for Precision THUNIS-800+ RF system |  |  | CCX
3944 | 7 | 1 |  | CTAComponent | 5474003 | 3 | Release | Each | 1.0 | APR TST |  |  | CCX
3945 | 6 | 2 |  | CTAComponent | 5121183-ROHS | 2 | Release | Each | 1.0 | Digital image converting board |  |  | CCX
3946 | 6 | 5 |  | CTAComponent | 5440284 | 1 | Release | Each | 1.0 | Console Digital box Image Converter BNC Signal Cable |  |  | HLE
3947 | 6 | 1 |  | CTAAssembly | 5460503 | 4 | Release | Each | 1.0 | Digital box |  |  | CCX
3948 | 7 | 4 |  | CTAComponent | 5121177-ROHS | 2 | Release | Each | 1.0 | Image frame grabber |  |  | CCX
3949 | 7 | 1 |  | CTAComponent | 5440791 | 2 | Release | Each | 1.0 | USB mouse |  |  | CCX
3950 | 7 | 2 |  | CTAComponent | 5443246 | 3 | Release | Each | 1.0 | USB keyboard |  |  | CCX
3951 | 7 | 5 |  | CTAAssembly | 5458231 | 2 | Release | Each | 1.0 | Workstation x86 PC |  |  | CCX
3952 | 7 | 3 |  | CTAComponent | 5121174-ROHS | 2 | Release | Each | 1.0 | 1750 PCI Digital IO Card |  |  | CCX
3953 | 5 | 2 |  | CTAAssembly | 5438415 | 5 | Release | Each | 1.0 | Console cabinet |  |  | CCX
3954 | 6 | 2 |  | CTAComponent | 1007-M4C016-14 | 1 | Release | Each | 2.0 | Phillips Pan Head Screw, ISO 7045, M4-0.7, X16mm Long, Grade 4.8 Steel, Zinc Plated, RoHS Fastener | 20589-10948-03572 11060-M4C16MXPSTZ6/7985 | FASTENAL COMPANY ANIXTER | STM
3955 | 6 | 3 |  | CTAComponent | 2000-M4-03 | 3 | Release | Each | 7.0 | FLAT WASHER - NORMAL SERIES, ISO 7089, M4 CLASS 200H STEEL, ZINC PLATED RoHS FASTENER | 24140-M4/-/PWSTWA/TC1/DIN125 10487-2000-M4-03 A0996-BN 343 M4 CR6+FREE 24432-11103691 11060-M4NWSFSTZ6/125ATP | TR FORMAC DIV OF TR FASTENINGS OHTA BOSSARD FASTENAL ANIXTER | STM
3956 | 6 | 1 |  | CTAComponent | 1007-M4C010-14 | 2 | Release | Each | 5.0 | Phillips Pan Head Screw, ISO 7045, M4-0.7, X10mm Long, Grade 4.8 Steel, Zinc Plated, RoHS Fastener | 11060-M4C10MXPSTZ6/7985 20589-10948-03570 24140-M4/10/PPSTMC/TC1/ISO7045 | ANIXTER FASTENAL COMPANY TR FORMAC DIV OF TR FASTENINGS | STM
3957 | 6 | 8 |  | CTAComponent | 5445416-4 | 1 | Release | Each | 1.0 | AVID PRODUCTS STEEL P-CLAMP or R-clamp DIA9.5, WIDE12.7,19243-SCP-6-325-265 |  |  | HLE
3958 | 6 | 7 |  | CTAComponent | 5445416-2 | 1 | Release | Each | 2.0 | AVID PRODUCTS STEEL P-CLAMP or R-clamp DIA6.4, WIDE9.7, 19243-SCP-4-323-203 |  |  | HLE
3959 | 6 | 5 |  | CTAComponent | 5438742 | 2 | Release | Each | 2.0 | Fuse Holder |  |  | CCX
3960 | 6 | 6 |  | CTAComponent | 5440286 | 2 | Release | Each | 1.0 | terminal board |  |  | CCX
3961 | 6 | 4 |  | CTAComponent | 5168929 | 1 | Release | Each | 3.0 | copper socket |  |  | HLE
3962 | 6 | 10 |  | CTAComponent | C2106-M4-02 | 3 | Release | Each | 7.0 | Spring Lock Washer, M4, Zinc plated, Rohs Fastener | 24140-C2106-M4-02 | TR FORMAC DIV OF TR FASTENINGS | HLE
3963 | 6 | 9 |  | CTAAssembly | 5459476 | 3 | Release | Each | 1.0 | Cabinet box |  |  | CCX
3964 | 7 | 2 |  | CTAComponent | 1007-M2C006-14 | 1 | Release | Each | 4.0 | Phillips Pan Head Screw, ISO 7045, M2-0.4, X6mm Long, Grade 4.8 Steel, Zinc Plated, RoHS Fastener | 20589-10948-03557 11060-M2C6MXPSTZ6/7985 | FASTENAL COMPANY ANIXTER | STM
3965 | 7 | 3 |  | CTAComponent | 1007-M4C010-14 | 2 | Release | Each | 70.0 | Phillips Pan Head Screw, ISO 7045, M4-0.7, X10mm Long, Grade 4.8 Steel, Zinc Plated, RoHS Fastener | 11060-M4C10MXPSTZ6/7985 20589-10948-03570 24140-M4/10/PPSTMC/TC1/ISO7045 | ANIXTER FASTENAL COMPANY TR FORMAC DIV OF TR FASTENINGS | STM
3966 | 7 | 4 |  | CTAComponent | 1007-M6C012-14 | 1 | Release | Each | 1.0 | Phillips Pan Head Screw, ISO 7045, M6-1, X12mm Long, Grade 4.8 Steel, Zinc Plated, RoHS Fastener | 20589-10948-03583 11060-M6C12MXPSTZ6/7985 | FASTENAL COMPANY ANIXTER | STM
3967 | 7 | 1 |  | CTAComponent | 1000-M6C020-04 | 4 | Release | Each | 4.0 | Hexagon Socket Head Cap Screw, M6-1, X20mm Long, Grade 8.8 Steel, Zinc Plated, RoHS Fastener | 11060-M6C20KCSC9Z6/912 10487-1000-M6C020-04 24140-M6/20/SOHTCS/TC1D/DIN912 20589-10948-03240 A0996-BN 4 M6 x 20mm CR6+FREE | ANIXTER OHTA TR FORMAC DIV OF TR FASTENINGS FASTENAL COMPANY BOSSARD | STM
3968 | 7 | 6 |  | CTAComponent | 1010-M4C010-14 | 2 | Release | Each | 6.0 | Phillips Flat Head Screw, ISO 7046, M4-0.7, X10mm Long, Grade 4.8 Steel, Zinc Plated, RoHS Fastener | 20589-10948-03508 11060-M4C10MXFSTZ6/965A 24140-M4/10/KPSTMC/TC1/DIN965 | FASTENAL COMPANY ANIXTER TR FORMAC DIV OF TR FASTENINGS | STM
3969 | 7 | 8 |  | CTAComponent | 2000-M6-03 | 3 | Release | Each | 21.0 | Flat Washer, ISO7089, M6, Steel 200HV, Zinc Plated, RoHS Fastener | 20589-10948-03457 10487-2000-M6-03 11060-M6NWSFSTZ6/125ATP 24140-M6/-/PWSTWA/TC1/DIN125 | FASTENAL COMPANY OHTA ANIXTER TR FORMAC DIV OF TR FASTENINGS | STM
3970 | 7 | 7 |  | CTAComponent | 2000-M4-03 | 3 | Release | Each | 54.0 | FLAT WASHER - NORMAL SERIES, ISO 7089, M4 CLASS 200H STEEL, ZINC PLATED RoHS FASTENER | 24140-M4/-/PWSTWA/TC1/DIN125 10487-2000-M4-03 A0996-BN 343 M4 CR6+FREE 24432-11103691 11060-M4NWSFSTZ6/125ATP | TR FORMAC DIV OF TR FASTENINGS OHTA BOSSARD FASTENAL ANIXTER | STM
3971 | 7 | 5 |  | CTAComponent | 1010-M3C008-14 | 1 | Release | Each | 2.0 | Phillips Flat Head Screw, ISO 7046, M3-0.5, X8mm Long, Grade 4.8 Steel, Zinc Plated, RoHS Fastener | 20589-10948-03502 11060-M3C8MXFSTZ6/965A | FASTENAL COMPANY ANIXTER | STM
3972 | 7 | 9 |  | CTAComponent | 5439736 | 1 | Release | Each | 2.0 | Foot cable bundler |  |  | CCX
3973 | 7 | 14 |  | CTAComponent | 5449387 | 1 | Release | Each | 2.0 | Workstation limiter |  |  | CCX
3974 | 7 | 15 |  | CTAAssembly | 5449388 | 1 | Release | Each | 1.0 | Cabinet door |  |  | CCX
3975 | 8 | 1 |  | CTAComponent | 5441349 | 1 | Release | Each | 1.0 | Cabinet door cover |  |  | CCX
3976 | 8 | 2 |  | CTAComponent | 5457198 | 1 | Release | Each | 2.0 | Cabinet door holder |  |  | CCX
3977 | 7 | 12 |  | CTAComponent | 5446200 | 1 | Release | Each | 1.0 | Copper grounding bar |  |  | CCX
3978 | 7 | 10 |  | CTAComponent | 5440503 | 2 | Release | Each | 1.0 | Electric component bracket |  |  | CCX
3979 | 7 | 13 |  | CTAComponent | 5446201 | 2 | Release | Each | 2.0 | caster |  |  | CCX
3980 | 7 | 11 |  | CTAAssembly | 5499826 | 1 | Release | Each | 1.0 | Cabinet rear cover |  |  | CCX
3981 | 8 | 2 |  | CTAComponent | 5496758 | 1 | Release | Each | 1.0 | Cabinet rear cover rib |  |  | CCX
3982 | 8 | 1 |  | CTAComponent | 5450648 | 1 | Release | Each | 1.0 | Cabinet rear cover plate |  |  | CCX
3983 | 7 | 16 |  | CTAComponent | 5451426 | 2 | Release | Each | 2.0 | caster with brake |  |  | CCX
3984 | 7 | 17 |  | CTAComponent | 5452025 | 1 | Release | Each | 4.0 | Cable Gate |  |  | CCX
3985 | 7 | 18 |  | CTAComponent | 5454748 | 1 | Release | Each | 1.0 | Locking plate |  |  | CCX
3986 | 7 | 19 |  | CTAComponent | 5459475 | 1 | Release | Each | 1.0 | Top cable bundler |  |  | CCX
3987 | 7 | 21 |  | CTAComponent | 5462481 | 1 | Release | Each | 1.0 | Cabinet left cover plate |  |  | CCX
3988 | 7 | 23 |  | CTAComponent | 5491219 | 1 | Release | Each | 4.0 | pad |  |  | CCX
3989 | 7 | 22 |  | CTAComponent | 5491152 | 1 | Release | Each | 1.0 | Switch power bracket |  |  | CCX
3990 | 7 | 20 |  | CTAComponent | 5460240 | 2 | Release | Each | 1.0 | Lock |  |  | CCX
3991 | 7 | 24 |  | CTAAssembly | 5491221 | 3 | Release | Each | 1.0 | Cabinet frame |  |  | CCX
3992 | 8 | 1 |  | CTAComponent | 5437395 | 2 | Release | Each | 1.0 | Cabinet frame base |  |  | CCX
3993 | 8 | 3 |  | CTAComponent | 5449847 | 1 | Release | Each | 1.0 | Cabinet frame rear beam |  |  | CCX
3994 | 8 | 2 |  | CTAComponent | 5439738 | 1 | Release | Each | 1.0 | Cabinet frame front beam |  |  | CCX
3995 | 8 | 7 |  | CTAComponent | 5497941 | 1 | Release | Each | 18.0 | nut block for column |  |  | CCX
3996 | 8 | 6 |  | CTAComponent | 5497940 | 1 | Release | Each | 2.0 | nut block for column |  |  | CCX
3997 | 8 | 5 |  | CTAComponent | 5495367 | 2 | Release | Each | 1.0 | Workstation install base |  |  | CCX
3998 | 8 | 4 |  | CTAComponent | 5491226 | 1 | Release | Each | 2.0 | Caster install base |  |  | CCX
3999 | 8 | 8 |  | CTAComponent | 5500903 | 1 | Release | Each | 2.0 | PS800R cabinet caster install plate |  |  | CCX
4000 | 7 | 26 |  | CTAComponent | 5495366 | 1 | Release | Each | 1.0 | Door adjuster |  |  | CCX
4001 | 7 | 25 |  | CTAAssembly | 5491227 | 1 | Release | Each | 2.0 | Cabinet door bracket |  |  | CCX
4002 | 8 | 1 |  | CTAComponent | 5439737 | 1 | Release | Each | 1.0 | Cabinet door bracket base |  |  | CCX
4003 | 8 | 2 |  | CTAComponent | 5491233 | 1 | Release | Each | 1.0 | Cabinet door bracket connector |  |  | CCX
4004 | 8 | 3 |  | CTAComponent | 5491234 | 1 | Release | Each | 1.0 | Cabinet door shaft |  |  | CCX
4005 | 7 | 30 |  | CTAComponent | 1000-M6C014-04 | 1 | Release | Each | 16.0 | Hexagon Socket Head Cap Screw, M6-1, X14mm Long, Grade 8.8 Steel, Zinc Plated, RoHS Fastener | 10487-1000-M6C014-04 | OHTA | STM
4006 | 7 | 29 |  | CTAComponent | C2106-M6-02 | 3 | Release | Each | 21.0 | Spring Lock Washer, M6, Zinc plated, Rohs Fastener | 24140-C2106-M6-02 | TR FORMAC DIV OF TR FASTENINGS | HLE
4007 | 7 | 28 |  | CTAComponent | C2106-M4-02 | 3 | Release | Each | 54.0 | Spring Lock Washer, M4, Zinc plated, Rohs Fastener | 24140-C2106-M4-02 | TR FORMAC DIV OF TR FASTENINGS | HLE
4008 | 5 | 7 |  | CTAComponent | 5462293 | 2 | Release | Each | 1.0 | Switch Power |  |  | CCX
4009 | 5 | 11 |  | CTAComponent | C2106-M4-02 | 3 | Release | Each | 1.0 | Spring Lock Washer, M4, Zinc plated, Rohs Fastener | 24140-C2106-M4-02 | TR FORMAC DIV OF TR FASTENINGS | HLE
4010 | 5 | 10 |  | CTAComponent | 3000-M4C-04 | 5 | Release | Each | 1.0 | Hexagon Nut, ISO4032, M4-0.7, Grade 8 Steel, Zinc Plated, RoHS Fastener | 24140-M4/-/HFH8-/TC1D/DIN934 A0996-BN117 M4 CR6+FREE 20589-10948-03686 11060-M4CNFHC7Z6/934 | TR FORMAC DIV OF TR FASTENINGS BOSSARD FASTENAL COMPANY ANIXTER | STM
4011 | 5 | 6 |  | CTAComponent | 5452637 | 3 | Release | Each | 1.0 | Cabinet Power Harness |  |  | HLE
4012 | 5 | 1 |  | CTAComponent | 5132190 | 1 | Release | Each | 1.0 | Thales PCU and PCU power cable. For TH800 and TH800 |  |  | HLE
4013 | 5 | 8 |  | CTAAssembly | 5473934 | 5 | Release | Each | 1.0 | IF Board Assembly |  |  | CCX
4014 | 6 | 2 |  | CTACircuitBoard | 5436648 | 4 | Release | Each | 1.0 | Precision THUNIS-800+ IF board |  |  | CCX
4015 | 7 |  | C53 | CTAOOC | 2183937-3 | 2 | Standard | Each | 1.0 | CAPA TANT 2,2UF 10% 35V 3528 | 08390-T491B225K035AT 19214-TAJB225K035RNJ | KEMET AVX/KYOCERA | STE
4016 | 7 |  | J8, J10 | CTAOOC | 2137666-4 | 0 | Not Recommended | Each | 2.0 | CONNECTOR 5 CONTACTS 600 VOLTS 3 AMP SINGLE ROW .125~ STRAIGHT HEADER WITH POLARIZATION SLOTS | 01525 70545-0039 | MOLEX | CXR
4017 | 7 |  | J5 | CTAOOC | 2213608-2 | 6 | Standard | Each | 1.0 | CONNEC SUBD 15C PWB STR RECEP+440LK | 00214-D15S24A6GV00LF 10099-09 66 251 5513 | FCI HARTING | STE
4018 | 7 |  | C54 | CTAOOC | 2235239 | 3 | Standard | Each | 1.0 | CAPACITOR X7R 2.2NF 10 PERCENT 50V 0603 | 18981-VJ0603Y222KXA 11962-CC0603KRX7R9BB222 03041-C1608X7R1H222K | VISHAY YAGEO TDK | STE
4019 | 7 |  | J17 | CTAOOC | 2213608-3 | 7 | Standard | Each | 1.0 | CONNEC SUBD 25C PWB STR RECEP+440LKC | 10099-09 66 351 5513 00214-D25S24A6GV00LF | HARTING FCI | STE
4020 | 7 |  | J7 | CTAOOC | 2213607-4 | 8 | Standard | Each | 1.0 | CONNEC SUBD 37C PWB STR PLUG+440LK | 00214-D37P24A6GV00LF 10099-09 65 461 5713 | FCI HARTING | STE
4021 | 7 |  | J3, J4 | CTAOOC | 2213607-3 | 8 | Standard | Each | 2.0 | CONNEC SUBD 25C PWB STR PLUG+440LK | 00214-D25P24A6GV00LF 10099-09 65 361 5713 | FCI HARTING | STE
4022 | 7 |  | J14 | CTAOOC | 2186198-9 | 2 | Standard | Each | 1.0 | CONNECTOR 5.08MM MSTBA, 1X5POS HEADER, RIGHT ANGLE, TINNED, PWB2.4 | 11675 1757271 18996-796638-5 | PHOENIX CONTACTS TE CONNECTIVITY | STE
4023 | 7 |  | C49, C56, C60 | CTAOOC | 2298052 | 5 | Standard | Each | 3.0 | U6203CS CAPACITOR FIXED 100 uFARADS | 07092-EEEHA1C101WP 06533-UWZ1C101MCL1GB | PANASONIC NICHICON CORPORATION | STE
4024 | 7 |  | PS1 | CTAOOC | 2252400-4 | 1 | Restricted | Each | 1.0 | POWER SUPPLY 5 VOLTS 306m AMPS 5 VOL REGULATED, 1000V ISOLATION, SO-28 | 00495-DCR010505UE4 | TEXAS INSTRUMENTS | STE
4025 | 7 |  | S2 | CTAOOC | 2253364-2 | 3 | Not Recommended | Each | 1.0 | SURFACE MOUNT DIP SWITCH, 4 POSITION GULL WING WITH POLYIMIDE TAPE SEAL MACHINE-INSERTABLE. WARNING: Unknown Whisker Risk | 05229-90HBW04PRT 00031-219004MST | GRAYHILL CTS CORP | STE
4026 | 7 |  | U18 | CTAOOC | 2276618-3 | 1 | Not Recommended | Each | 1.0 | PROGRAMMABLE LOGIC DEVICE FPGA | 10208-EP1K100QC208-3N | ALTERA | STE
4027 | 7 |  | DS32-DS38 | CTAOOC | 2279219-3 | 1 | Standard | Each | 7.0 | LED YEL LTST-C190Y 0603 SMD | 09050 AY1111C 00941 HSMY-C190 11520 LTST-C190YKT 18802 AP1608YC | STANLEY ELECTRIC CO LTD AVAGO TECHNOLOGIES LITE-ON KINGBRIGHT | STE
4028 | 7 |  | DS1-DS31 | CTAOOC | 2279219-2 | 1 | Standard | Each | 31.0 | LED GREEN LTST-C190G 0603 SMD | 18802 AP1608SGC 00941 HSMG-C190 11520 LTST-C190GKT 09050 PG1111C | KINGBRIGHT AVAGO TECHNOLOGIES LITE-ON STANLEY ELECTRIC CO LTD | STE
4029 | 7 |  | U19, U20 | CTAOOC | 2246237-2 | 3 | Standard | Each | 2.0 | DRIVER-RECEIVER UART WITH 16 BYTE FIFO 3.3-5V SUPPLY, 48-TQFP NOTE ONLY TI PART HAS AUTOFLOW CNTRL | 00495-TL16C550CPTG4 ZZE10-ST16C550CQ48-F | TEXAS INSTRUMENTS EXAR | STE
4030 | 7 |  | U13 | CTAOOC | 2240583 | 1 | Standard | Each | 1.0 | CONFIGURATION SERIAL EPROM, 2M FLASH | 10208-EPC2LC20N | ALTERA | STE
4031 | 7 |  | C13-C18, C20, C21, C55 | CTAOOC | 2240282-7 | 3 | Standard | Each | 9.0 | CAPA X7R 1UF 10% 25V 1206 | 19214-12063C105KAT 08390 C1206C105K3RAC | AVX/KYOCERA KEMET | STE
4032 | 7 |  | J13 | CTAOOC | 46-230149P2 | 2 | Restricted | Each | 1.0 | CONNECTOR COAXIAL, BNC 50 OHM, STRAIGHT RECEPTACLE, PWB, METAL BODY, GOLD CONTACT, NICKEL PLATE OVER BRASS. MOUNTS TO CIRCUIT BOARD WITH SOLDER MOUNTING POSTS. DOES NOT COME WITH MOUNTING HW. MUST SPEC: WASHER 46-287874P1 AND HEX NU 46-230097P1 | 18996-5227673-1 | TE CONNECTIVITY | STE
4033 | 7 |  | S1 | CTAOOC | 46-257883P1 | 6 | Standard | Each | 1.0 | SWITCH, MOMENTARY PUSH BUTTON, SPST NO, R.A. HORIZONTAL, 0.4VA at 20VAC-DC, 100MA MAX, PWB THRU HOLE | 03368 EP11SD1ABE 11624-AB11AH-RO 11624-AB11AH | C&K COMPONENTS NKK SWITCHES NKK SWITCHES | STE
4034 | 7 |  | J9 | CTAOOC | 46-221802P9 | 1 | Not Recommended | Each | 1.0 | CONNECTOR_NEW 6 POSITION PIN HEADER TIN PLATING, POWER CONNECTOR. WARNING: Unknown Whisker Risk | 18996-640500-5 | TE CONNECTIVITY | STE
4035 | 7 |  | C47, C58 | CTAOOC | 2378166 | 4 | Standard | Each | 2.0 | U6211CS CAPACITOR FIXED 10U FARADS | 06533-UWZ1V100MCL1GB 07092-EEEHA1V100R 10220-EMVE350ADA100ME55G | NICHICON CORPORATION PANASONIC CHEMI-CON | STE
4036 | 7 |  | J6 | CTAOOC | 2407021 | 0 | Not Recommended | Each | 1.0 | U0138FD CONNECTOR_NEW D-SUB 9 EACH | 00234 787176-1 00214 D09P91C6PV00 | TE CONNECTIVITY / AMP FCI | YEN
4037 | 7 |  | J15 | CTAOOC | 46-221703P17 | 4 | Restricted | Each | 1.0 | CONNECTOR, 2.54MM, 2X25POS, STRAIGHT, LONG LATCHES, 4-WALL AMP PART IS RESTRICTED DUE TO THE FACT THAT IT REQUIRES A .250 LONG SCREW TO RETAIN IT. | 00266-N3433-6303RB | 3M (MINNESOTA MINING MFG) | STE
4038 | 7 |  | J2 | CTAOOC | 2374435-2 | 1 | Restricted | Each | 1.0 | CONNECTOR_NEW D-SUB PLASTIC SHELL 9 PIN VERTICAL RECEPTACLE | 18996-5745076-4 | TE CONNECTIVITY | STE
4039 | 7 |  | J1 | CTAOOC | 2328273 | 0 | Restricted | Each | 1.0 | CONNEC 3/U-FIT 2X3C R-A HEADER | 01525 43045-0600 | MOLEX | EUR
4040 | 7 |  | R3-R9, R25-R27, R46, R49, R62, R65, R77-R80, R82, R83, R86, R87, R94, R95, R98, R99, R106, R110-R112, R125-R130, R132, R133, R139-R219, R229-R231, R238-R248 | CTAOOC | 46-312792P124 | 5 | Standard | Each | 133.0 | RESISTOR 4.99k OHMS 1 % .125 WATTS | 11962-RC0805FR-074K99L 18981-CRCW08054K99FKE 06725-RK73H2ATTD4991F 00006-WCR0805LF4991F 05498-MC08054991FTW 02254-MCR10EZPF4991 | YAGEO VISHAY KOA IRC RCD COMPONENTS INC. ROHM | STE
4041 | 7 |  | R10-R24, R30-R44, R50-R61, R220-R228 | CTAOOC | 46-312792P127 | 5 | Standard | Each | 51.0 | RESISTOR 6.81k OHMS 1 PERCENT .125 WATTS | 11962-RC0805FR-076K81L 05498-MC08056811FTW 00006-WCR0805LF6811F 06725-RK73H2ATTD6811F 18981-CRCW08056K81FKE 02254-MCR10EZPF6811 | YAGEO RCD COMPONENTS INC. IRC KOA VISHAY ROHM | STE
4042 | 7 |  | R1, R2, R81, R84, R85, R88-R93, R96, R97, R100-R104, R113-R120, R122-R124, R134-R137, R232-R235 | CTAOOC | 46-312792P17 | 2 | Standard | Each | 37.0 | RESISTOR 475 OHMS 1 % .125 WATTS 100V 0805 CASE SIZE THICK FILM +-100 PPM/C | 11962-RC0805FR-07475RL 00006-WCR0805LF4750F 18981-CRCW0805475RFKE 05498-MC08054750FTW | YAGEO IRC VISHAY RCD COMPONENTS INC. | STE
4043 | 7 |  | R48 | CTAOOC | 46-312792P18 | 2 | Standard | Each | 1.0 | RESISTOR 10 OHMS 1 PERCENT .125 WATTS SURFACE MOUNTING 100PPM/DEG C 100V L .079 W .050 T .018 | 18981-CRCW080510R0FKE 11962-RC0805FR-0710RL 05498-MC080510R0FTW 00006-WCR0805LF10R0F | VISHAY YAGEO RCD COMPONENTS INC. IRC | STE
4044 | 7 |  | R28, R29, R45, R47, R63, R64, R66-R69 | CTAOOC | 46-312792P13 | 4 | Standard | Each | 10.0 | RESISTOR 1k OHMS 1 PERCENT .125 WATTS 0805 CASE SIZE | 11623-NRC10F1001TRF 05498-MC08051001FTW 18981-CRCW08051K00FKE 06725-RK73H2ATTD1001F 00006-WCR0805LF1001F | NIC COMPONENTS CORPORATION RCD COMPONENTS INC. VISHAY KOA IRC | STE
4045 | 7 |  | TP1-TP14 | CTAOOC | 46-301752P5 | 3 | Standard | Each | 14.0 | CONNECTOR 1 CONTACTS SURFACE MOUNT PRINTED CIRCUIT TEST POINTS | 04947 5016 ZZC70-TP-107-02-1-T | KEYSTONE ELECTRONICS CORP COMPONENTS CORPORATION | STE
4046 | 7 |  | K1-K10 | CTAOOC | 46-312336P2 | 3 | Standard | Each | 10.0 | RELAY SMD, DPDT, 5V SINGLE SIDE STABLE COIL, 5V, SURFACE MOUNT, 2 FORM C, TQ2SA-5V | 07092-TQ2SA-5V | PANASONIC | STE
4047 | 7 |  | J11 | CTAOOC | 46-289446P7 | 1 | Restricted | Each | 1.0 | CONNECTOR 2 CONTACTS 250 VOLTS 3 AMP SINGLE ROW, RIGHT ANGLE LOW PROFILE | 01525 70553-0001 | MOLEX | STE
4048 | 7 |  | D1-D31 | CTAOOC | 46-315841P2 | 1 | Standard | Each | 31.0 | SEMICONDUCTOR:DIODE 75 VOLTS 200m AM HIGH CONDUCTANCE LOW LEAKAGE SOT-23 | 18846-BAS116LT1G | ON SEMICONDUCTOR | STE
4049 | 7 |  | C1-C12,C19,C22,C23, C24,C25,C26,C27,C28,C29,C30,C31,C32,C33,C34,C35,C36,C37,C38,C39,C40,C41,C42,C43,C44,C45,C46,C48,C50,C51,C52,C57,C59,C61,C62,C63,C64,C65,C66,C67,C68,C69,C70,C71,C72,C73,C74,C75,C76,C77,C78,C79,C80,C81,C82,C83,C84,C85,C86,C87,C88 | CTAOOC | 2187107-6 | 3 | Not Recommended | Each | 72.0 | CAPACITOR FIXED .1u FARADS 50 VOLTS | 08390 C0805C104K5RAC 07945-CL21B104KBCNNNC | KEMET SAMSUNG | STE
4050 | 7 |  | U11 | CTAOOC | 46-320871P2 | 1 | Restricted | Each | 1.0 | POWER SUPPLY SUPERVISOR WITH RESET SOP8 MAX701 | 07438-MAX701CSA+ | MAXIM INTEGRATED PRODUCTS | STE
4051 | 7 |  | R105 | CTAOOC | 46-312792P57 | 3 | Standard | Each | 1.0 | RESISTOR 100k OHMS 1 PERCENT .125 WATTS 0805 PACKAGE 100 VOLTS | 05498-MC08051003FTW 06725-RK73H2ATTD1003F 18981-CRCW0805100KFKE 00006-WCR0805LF1003F | RCD COMPONENTS INC. KOA VISHAY IRC | STE
4052 | 7 |  | R108, R109 | CTAOOC | 46-312792P7 | 4 | Standard | Each | 2.0 | RESISTOR 10k OHMS 1 PERCENT .125 WATTS SURFACE MOUNTING 0805 PACKAGE 100 PPM/DEGREE C 100V L .079 W .050 T .018 | 11623-NRC10F1002TRF 05498-MC08051002FTW 18981-CRCW080510K0FKE 00006-WCR0805LF1002F 06725-RK73H2ATTD1002F | NIC COMPONENTS CORPORATION RCD COMPONENTS INC. VISHAY IRC KOA | STE
4053 | 7 |  | R107 | CTAOOC | 46-312792P41 | 3 | Standard | Each | 1.0 | RESISTOR 1M OHMS 1 % .125 WATTS | 18981-CRCW08051M00FKE 06725-RK73H2ATTD1004F 00006-WCR0805LF1004F 05498-MC08051004FTW | VISHAY KOA IRC RCD COMPONENTS INC. | STE
4054 | 7 |  | R70-R76, R121, R131, R138, R236, R237 | CTAOOC | 46-312792P187 | 7 | Standard | Each | 12.0 | RESISTOR 200 OHMS 1 PERCENT .125 WATTS | 06725-RK73H2ATTD2000F 18981-CRCW0805200RFKE 00006-WCR0805LF2000F 11962-RC0805FR-07200RL 05498-MC08052000FTW 02254-MCR10EZPF2000 | KOA VISHAY IRC YAGEO RCD COMPONENTS INC. ROHM | STE
4055 | 7 | 1 |  | CTAOOC | 46-311182P1 | 4 | Restricted | Each | 1.0 | 20-PIN PLCC WITHOUT LOCATING POST AMP 20-PIN PLCC SOCKET CHANGED TO PA RT WITH NO LOCATING POST. QF | 18996-822516-3 | TE CONNECTIVITY | STE
4056 | 7 |  | U7,U8,U10,U12,U22,U25,U31 | CTAOOC | 2364058-4 | 1 | Standard | Each | 7.0 | I.C PHOTOCOUP X4 SOL16 4.4MM | 18981-TCMT4100 22942-ACPL-247-560E | VISHAY AVAGO | STE
4057 | 7 | 3 |  | CTAComponent | 516A770P408 | 0 | Release | Each | 2.0 | SCREW SCREW OLD F65D6B1 BLK OX |  |  | CXR
4058 | 7 | 4 |  | CTAComponent | 5343400-2 | 1 | Release | Each | 10.0 | NYLON WAHER, RICHCO NWE-34815-M3 |  |  | HWE
4059 | 7 |  | U1-U6, U9, U14-U17, U21, U24, U26, U29, U30, U32 | CTAComponent | 5483237 | 1 | Release | Each | 17.0 | HEX SCHMITT-TRIGGER INVERTER,TSSOP14 SMT,Countinuous output current up to 50mA. |  |  | CCX
4060 | 7 |  | G1 | CTAComponent | 5483194 | 1 | Release | Each | 1.0 | 6.144M,5V input, 5x7mm SMT,Crystal oscillator. |  |  | CCX
4061 | 7 | 2 |  | CTACircuitBoard | 5450459 | 1 | Release | Each | 1.0 | PWB for Precision THUNIS-800+ IF Board |  |  | HLE
4062 | 7 |  | U23, U27 | CTAOOC | 2114542-2 | 2 | Standard | Each | 2.0 | INT TRANSC 232E SOLP16 .3 SMD | 01649-ADM1181AARWZ | ANALOG DEVICES, INC. | STE
4063 | 7 |  | J16 | CTAOOC | 2137666 | 1 | Standard | Each | 1.0 | CONNECTOR 2 CONTACTS 600 VOLTS 3 AMP SINGLE ROW .120 STRAIGHT HEADER WITH POLARIZATION SLOTS. | 01525 70545-0036 | MOLEX | STE
4064 | 7 |  | Q1-Q3 | CTAOOC | 2111738 | 3 | Standard | Each | 3.0 | SEMICONDUCTOR:TRANSISTOR .5 AMPS 25m | 00495-ULN2803ADWG4 03439-ULN2803AFWG | TEXAS INSTRUMENTS TOSHIBA | STA
4065 | 7 |  | VR2 | CTAOOC | 2105122-4 | 1 | Standard | Each | 1.0 | 2.5 V FIXED VOLTAGE REGULATOR 800 MA INTERNAL OVERCURRENT LIMITING CIRCUITRY, SURFACE MOUNT. | 06921-LT1118CST-2.5#PBF | LINEAR TECHNOLOGY | STE
4066 | 7 |  | J12 | CTAOOC | 2106009-6 | 1 | Restricted | Each | 1.0 | CONNEC LOW-PROF TRANSI 10C HEAD STR | 01940 821-A010P-AM-A00 00214-75869-101LF 00266-N2510-6002RB 10099-09 18 510 6324 18996-5103308-1 | AMPHENOL FCI 3M (MINNESOTA MINING MFG) HARTING TE CONNECTIVITY | STE
4067 | 7 |  | VR1 | CTAOOC | 2105122-2 | 3 | Standard | Each | 1.0 | REGULATOR AND REFERENCE VOLTAGE REGU INTERNAL OVERCURRENT LIMITING CIRCUITRY | 06921-LT1117CST-3.3#PBF 00495-REG1117-3.3G4 00036-LM1117MPX-3.3/NOPB 00495-LM1117MPX-3.3/NOPB | LINEAR TECHNOLOGY TEXAS INSTRUMENTS NATIONAL SEMICONDUCTOR TEXAS INSTRUMENTS | STE
4068 | 6 | 1 |  | CTASoftware | 5473582 | 1 | Release | Each | 1.0 | CONSOLE INTERFACE BOARD FPGA LOGIC |  |  | HLE
4069 | 5 | 4 |  | CTAComponent | 5445936 | 1 | Release | Each | 1.0 | Cabinet Power Terminal Harness |  |  | HLE
4070 | 5 | 3 |  | CTAComponent | 5441129 | 3 | Release | Each | 1.0 | Switch Power |  |  | CCX
4071 | 4 | 6 |  | ECCCollectorPart | 5498550 | 1 | Release | Each | 1.0 | pt800+ console fuse collector |  |  | CCX
4072 | 5 |  | 8A fuse | CTAComponent | 5447604 | 1 | Release | Each | 2.0 | 8A Fuse |  |  | HLE
4073 | 4 | 1 |  | CTAComponent | 5119258-ROHS | 4 | Release | Each | 1.0 | Storm console footswitch assembly |  |  | CCX
4074 | 1 | 20 |  | Parent Catalog | S2000WA | 1 | Release | Each | 1.0 | e-IFU Tech Pub Collector |  |  | SYS

## 5444843
Row Number | Level | Mark Number | Reference Designator | Type | Name | Revision | State | UOM | Quantity | Description | Manufacturer Equivalent part | Manufacturer | RDO
4078 | 1 | 1 |  | Finished Good | S1800JE | 1 | Release | Each | 1.0 | PT800+ 65KW 12IN II SYS |  |  | HLE
4079 | 2 | 1 |  | ECCCollectorPart | 5444843 | 13 | Release | Each | 1.0 | Precision THUNIS-800+ 65KW system with 12 inch II |  |  | CCX
4080 | 3 | 12 |  | ECCCollectorPart | 5480083 | 4 | Release | Each | 1.0 | Accessories for Precision THUNIS-800+ |  |  | CCX
4081 | 4 | 2 |  | CTAComponent | 5438938 | 1 | Release | Each | 50.0 | NYLON BINDING TIE CLAMP HellermannTyton T-50L tie wrap 383x4.8mm Max Bundle Dia 105mm |  |  | HLE
4082 | 4 | 5 |  | CTAAssembly | 5443544 | 4 | Release | Each | 4.0 | Dolly Assembly |  |  | CCX
4083 | 5 | 2 |  | CTAComponent | 5129829 | 1 | Release | Each | 1.0 | FOOT WHWWL |  |  | HLE
4084 | 5 | 1 |  | CTAComponent | 5449645 | 1 | Release | Each | 1.0 | Foot Wheel Bracket |  |  | CCX
4085 | 5 | 3 |  | CTAComponent | 1000-M12C020-04 | 2 | Release | Each | 3.0 | Hexagon Socket Head Cap Screw, M12-1.75, X20mm Long, Grade 8.8 Steel, Zinc Plated, RoHS Fastener | 20589-10948-03245 11060-M12C20KCSC9Z6/912 10487-1000-M12C020-04 | FASTENAL COMPANY ANIXTER OHTA | STM
4086 | 4 | 4 |  | CTAOOC | 5310219 | 1 | Standard | Each | 1.0 | Ferrite split core snap-on 28A5131-0A2 | 10309-28A5131-OA2 | STEWARD | EVS
4087 | 4 | 1 |  | CTAComponent | 5461759 | 1 | Release | Each | 50.0 | NYLON BINDING TIE CLAMP KSS CV-180 tie wrap 180x3.6mm Max Bundle Dia 46mm |  |  | HLE
4088 | 4 | 3 |  | ECCCollectorPart | 5448457 | 3 | Release | Each | 1.0 | Fuse collector |  |  | HLE
4089 | 5 | 1 |  | CTAComponent | 5447604 | 1 | Release | Each | 2.0 | 8A Fuse |  |  | HLE
4090 | 5 | 4 |  | CTAComponent | 5449858 | 1 | Release | Each | 1.0 | 4A Fuse |  |  | HLE
4091 | 5 | 3 |  | CTAComponent | 5438741 | 1 | Release | Each | 2.0 | 10A fuse |  |  | HLE
4092 | 5 | 2 |  | CTAComponent | 5438743 | 1 | Release | Each | 2.0 | 2A fuse |  |  | HLE
4093 | 4 | 7 |  | CTAComponent | 5445416-3 | 1 | Release | Each | 2.0 | AVID PRODUCTS STEEL P-CLAMP or R-clamp DIA7.9, WIDE9.7,19243 SCP-5-323-203 |  |  | HLE
4094 | 3 | 7 |  | CTAComponent | 5438408 | 2 | Release | Each | 1.0 | 19 inch mono displayer |  |  | CCX
4095 | 3 | 1 |  | CTAAssembly | 5443244 | 13 | Release | Each | 1.0 | PSPT800 positioning table for Precision THUNIS-800+ |  |  | CCX
4096 | 4 | 2 |  | CTAAssembly | 5479709 | 1 | Release | Each | 1.0 | Table front cover and key board assembly |  |  | HLE
4097 | 5 | 2 |  | CTACircuitBoard | 5450689 | 4 | Release | Each | 1.0 | PT800+ Key Board PWA |  |  | HLE
4098 | 6 |  | J3 | CTAOOC | 2258543-2 | 1 | Restricted | Each | 1.0 | CONNEC 2,54 70555 8C HEADER R.A | 01525 70555-0077 18996-5-103904-7 | MOLEX TE CONNECTIVITY | STE
4099 | 6 |  | S1-S10 | CTAComponent | 5446770 | 1 | Release | Each | 10.0 | short-travel keyswitch |  |  | HLE
4100 | 6 |  | J1 | CTAOOC | 2124292-5 | 1 | Restricted | Each | 1.0 | CONNECT TRANSIT 26C HEADER RIGHT ANG | 00214-75867-105LF 01940-821-A026P-AF-C00 00266-N2526-5002RB 10099-09 18 526 6323 | FCI AMPHENOL 3M (MINNESOTA MINING MFG) HARTING | STE
4101 | 6 |  | R1,R2 | CTAOOC | 2285457-29 | 1 | Standard | Each | 2.0 | RESISTOR 2.2k OHMS 5 % 500m WATTS | 11962-RC2010JK-072K2L 18981-CRCW20102K20JNE 00006-WCR2010LF222J 02254-MCR50JZHJ222 06725-RK73B2HTTE222J | YAGEO VISHAY IRC ROHM KOA | STE
4102 | 6 |  | J2 | CTAOOC | 46-275208P3 | 2 | Restricted | Each | 1.0 | 004 CONT PCB MOUNT HSG RT ANGLE | 01525-70555-0073 | MOLEX | STE
4103 | 6 |  | PWB | CTACircuitBoard | 5454811 | 1 | Release | Each | 1.0 | PT800+ Key Board PWB |  |  | HLE
4104 | 6 |  | CR1,CR2 | CTAOOC | 5391885 | 1 | Restricted | Each | 2.0 | PROTECTION TRANSIENT SUPPRESSOR, 300W, 24V, SOT23-6 | 21202-SMS24C.TCT | SEMTECH | STE
4105 | 5 | 1 |  | CTAAssembly | 5438729 | 3 | Release | Each | 1.0 | Table Front Cover Assembly |  |  | HLE
4106 | 6 | 5 |  | CTAComponent | 5437142 | 4 | Release | Each | 1.0 | Table Emergency button and cable |  |  | CCX
4107 | 6 | 10 |  | CTAComponent | 5458480 | 1 | Release | Each | 1.0 | Table Key board Cable 1 |  |  | HLE
4108 | 6 | 13 |  | CTAComponent | 5437918 | 1 | Release | Each | 1.0 | Table tilt Angle LCM ground cable |  |  | HLE
4109 | 6 | 15 |  | CTAComponent | 5455340 | 1 | Release | Each | 1.0 | Table Key board ground cable |  |  | HLE
4110 | 6 | 14 |  | CTAComponent | 5449151 | 1 | Release | Each | 1.0 | Table tilt Angle LCM cable |  |  | HLE
4111 | 6 | 7 |  | CTAComponent | 5439531 | 1 | Release | Each | 1.0 | Cover For Angle Meter |  |  | HLE
4112 | 6 | 2 |  | CTAComponent | 5444323 | 3 | Release | Each | 1.0 | Table Film |  |  | CCX
4113 | 6 | 1 |  | CTAComponent | 5458520 | 4 | Release | Each | 1.0 | Table Front Cover |  |  | CCX
4114 | 6 | 6 |  | CTAAssembly | 5449190 | 2 | Release | Each | 1.0 | Protecting Cover Assembly |  |  | HLE
4115 | 7 | 1 |  | CTAComponent | 5460213 | 2 | Release | Each | 1.0 | angle metre ring |  |  | HLE
4116 | 7 | 3 |  | CTAComponent | 5439713 | 1 | Release | Each | 1.0 | Bracket Board |  |  | HLE
4117 | 7 | 4 |  | CTAComponent | 5457197 | 1 | Release | Each | 4.0 | Isolated Pole |  |  | HLE
4118 | 7 | 2 |  | CTAComponent | 5438149 | 1 | Release | Each | 1.0 | Glass Cover Board |  |  | HLE
4119 | 7 | 6 |  | CTAComponent | 1010-M3C006-14 | 1 | Release | Each | 2.0 | Phillips Flat Head Screw, ISO 7046, M3-0.5, X6mm Long, Grade 4.8 Steel, Zinc Plated, RoHS Fastener | 20589-10948-03501 11060-M3C6MXFSTZ6/965A | FASTENAL COMPANY ANIXTER | STM
4120 | 7 | 5 |  | CTAComponent | 5459815 | 2 | Release | Each | 1.0 | Angle LCM |  |  | HLE
4121 | 7 | 7 |  | CTAComponent | C1213-M3C016-14 | 1 | Release | Each | 4.0 | GB_T 9074.8，M3x16mm，Grade 4.8 Steel，Zinc finish，RoHS Fastener | 25114-M3/16/PPSTPS/TC1/GB9074.8 | TR FORMAC SHANGHAI PTE LTD | HLE
4122 | 6 | 16 |  | CTAComponent | 5457708 | 1 | Release | Each | 1.0 | Table Key board ground cable 1 |  |  | HLE
4123 | 6 | 9 |  | CTAComponent | 5448614 | 1 | Release | Each | 1.0 | Joint Board |  |  | HLE
4124 | 6 | 8 |  | CTAComponent | 5445376 | 1 | Release | Each | 2.0 | L Joint |  |  | HLE
4125 | 6 | 3 |  | CTAComponent | 5440272 | 2 | Release | Each | 1.0 | Base For Emergency Switch |  |  | HLE
4126 | 6 | 12 |  | CTAComponent | C1213-M4C025-14 | 1 | Release | Each | 8.0 | GB_T 9074.8，M4x25mm，Grade 4.8 Steel，Zinc finish，RoHS Fastener | 25114-M4/25/PPSTPS/TC1/GB9074.8 | TR FORMAC SHANGHAI PTE LTD | HLE
4127 | 6 | 11 |  | CTAComponent | C1213-M3C010-14 | 1 | Release | Each | 20.0 | GB_T 9074.8，M3x10mm，Grade 4.8 Steel，Zinc finish，RoHS Fastener | 25114-M3/10/PPSTPS/TC1/GB9074.8 | TR FORMAC SHANGHAI PTE LTD | HLE
4128 | 4 | 5 |  | CTAAssembly | 5459270 | 4 | Release | Each | 1.0 | Tube cover assembly for A196 |  |  | CCX
4129 | 5 | 1 |  | CTAComponent | 5436865 | 1 | Release | Each | 1.0 | Front cover |  |  | CCX
4130 | 5 | 4 |  | CTAComponent | 5445371 | 1 | Release | Each | 1.0 | Angle meter bracket |  |  | CCX
4131 | 5 | 3 |  | CTAComponent | 5449362 | 1 | Release | Each | 1.0 | Left cover |  |  | CCX
4132 | 5 | 6 |  | CTAComponent | 5459445 | 1 | Release | Each | 1.0 | Shaft |  |  | CCX
4133 | 5 | 5 |  | CTAAssembly | 5440480 | 1 | Release | Each | 1.0 | Bearing bracket |  |  | CCX
4134 | 6 | 2 |  | CTAComponent | 5437367 | 1 | Release | Each | 1.0 | Bearing base |  |  | CCX
4135 | 6 | 1 |  | CTAComponent | 5460209 | 1 | Release | Each | 1.0 | Mounting plate |  |  | CCX
4136 | 5 | 2 |  | CTAComponent | 5438925 | 1 | Release | Each | 1.0 | Right cover |  |  | CCX
4137 | 5 | 8 |  | CTAComponent | 5461751 | 1 | Release | Each | 1.0 | Balancing block |  |  | CCX
4138 | 5 | 10 |  | CTAComponent | 5445366 | 1 | Release | Each | 2.0 | Tube ring |  |  | CCX
4139 | 5 | 9 |  | CTAComponent | 5457937 | 1 | Release | Each | 2.0 | Side cover bracket |  |  | CCX
4140 | 5 | 7 |  | CTAComponent | 5445372 | 1 | Release | Each | 1.0 | Balancing block bracket |  |  | CCX
4141 | 5 | 12 |  | CTAComponent | 5453907 | 1 | Release | Each | 1.0 | Dial |  |  | CCX
4142 | 5 | 14 |  | CTAComponent | 5441313 | 1 | Release | Each | 1.0 | Bearing NSK 696 |  |  | CCX
4143 | 5 | 13 |  | CTAAssembly | 5492692 | 1 | Release | Each | 1.0 | Front logo |  |  | CCX
4144 | 6 | 2 |  | CTAComponent | 5492691 | 1 | Release | Each | 1.0 | Disc frame |  |  | CCX
4145 | 6 | 1 |  | CTAComponent | 5492690 | 2 | Release | Each | 1.0 | Transparent disc |  |  | CCX
4146 | 5 | 11 |  | CTAComponent | 5436070 | 1 | Release | Each | 2.0 | Side logo |  |  | CCX
4147 | 5 | 15 |  | CTAComponent | 1000-M3C010-04 | 4 | Release | Each | 2.0 | Hexagon Socket Head Cap Screw, ISO 4762, M3-0.5, X10mm Long, Grade 8.8 Steel, Zinc Plated, RoHS Fastener | 20589-10948-03226 10487-1000-M3C010-04 24140-M3/10/SOHTCS/TC1D/DIN912 11060-M3C10KCSC9Z6/912 A0996-BN 4 M3 X 10mm CR6+FREE | FASTENAL COMPANY OHTA TR FORMAC DIV OF TR FASTENINGS ANIXTER BOSSARD | STM
4148 | 5 | 18 |  | CTAComponent | 1010-M3C006-14 | 1 | Release | Each | 4.0 | Phillips Flat Head Screw, ISO 7046, M3-0.5, X6mm Long, Grade 4.8 Steel, Zinc Plated, RoHS Fastener | 20589-10948-03501 11060-M3C6MXFSTZ6/965A | FASTENAL COMPANY ANIXTER | STM
4149 | 5 | 19 |  | CTAComponent | 2000-M3-03 | 2 | Release | Each | 2.0 | WASHER PLAIN - LARGE 3.2 MM 7 MM , HV200, Steel, Zinc plate RoHS Washer | 10487-2000-M3-03 23983-6083737 24140-200-M3-03 | OHTA BOSSARD CHINA TR FORMAC DIV OF TR FASTENINGS | STM
4150 | 5 | 17 |  | CTAComponent | 1003-M4C005-31 | 1 | Release | Each | 2.0 | Hexagon Socket Button Head Screw, M4-0.7, X5mm Long, A2-70 Stainless Steel, Passivate, RoHS Fastener | 11060-M4C5KBCSJ/7380 A0996-BN 1593 M4 x 5mm CR6+FREE 24140-M4/5/BHA2MC/PAS/ISO7380 | ANIXTER BOSSARD TR FORMAC DIV OF TR FASTENINGS | STM
4151 | 5 | 16 |  | CTAComponent | 1000-M4C008-04 | 6 | Release | Each | 18.0 | Hexagon Socket Head Cap Screw, ISO 4762, M4-0.7, X8mm Long, Grade 8.8 Steel, Zinc Plated, RoHS Fastener | 20589-10948-03230 11060-M4C8KCSC9Z6/912 10487-1000-M4C008-04 A0996-BN 4 M4 X 8mm CR6+FRE 24140-M4/8/SOHTCS/TC1D/ISO4762 | FASTENAL COMPANY ANIXTER OHTA BOSSARD TR FORMAC DIV OF TR FASTENINGS | STM
4152 | 5 | 22 |  | CTAComponent | C2106-M4-02 | 3 | Release | Each | 18.0 | Spring Lock Washer, M4, Zinc plated, Rohs Fastener | 24140-C2106-M4-02 | TR FORMAC DIV OF TR FASTENINGS | HLE
4153 | 5 | 21 |  | CTAComponent | 2106-M3-05 | 2 | Release | Each | 2.0 | Spring Lock Washer with Flat Ends JIS B1251, M3, Spring Steel, Zinc Plated, Rohs Fastener | 24140-MEP M3/SPSTWA/TC1D/JIS B1251 | TR FORMAC DIV OF TR FASTENINGS | STM
4154 | 5 | 20 |  | CTAComponent | 2000-M4-03 | 3 | Release | Each | 10.0 | FLAT WASHER - NORMAL SERIES, ISO 7089, M4 CLASS 200H STEEL, ZINC PLATED RoHS FASTENER | 24140-M4/-/PWSTWA/TC1/DIN125 10487-2000-M4-03 A0996-BN 343 M4 CR6+FREE 24432-11103691 11060-M4NWSFSTZ6/125ATP | TR FORMAC DIV OF TR FASTENINGS OHTA BOSSARD FASTENAL ANIXTER | STM
4155 | 5 | 24 |  | CTAComponent | 5491729 | 1 | Release | Each | 1.0 | Disk spring 11.8x6.2 |  |  | CCX
4156 | 5 | 23 |  | CTAComponent | 3001-M6C-27 | 3 | Release | Each | 1.0 | Hexagon Thin Nut, ISO4035, M6-1.0, Grade 04 Steel, Zinc Plated, RoHS Fastener | 20589-10948-03713 24140-M6/-/HLST-/TC1D/DIN439B 11060-M6CNFJSTZ6/439B 24140-M6/-/HLST-/TC1/DIN439B A0996-BN124 M6 CR6+FREE | FASTENAL COMPANY TR FORMAC DIV OF TR FASTENINGS ANIXTER TR FORMAC DIV OF TR FASTENINGS BOSSARD | STM
4157 | 4 | 7 |  | CTACircuitBoard | 5444620 | 6 | Release | Each | 1.0 | PT800+ Motor board PWA |  |  | CCX
4158 | 5 |  | C1 | CTAOOC | 46-230002P14 | 1 | Standard | Each | 1.0 | CAPACITOR 1000 UF 63V ALUMINUM ELECTROLYTIC -55 TO 105 DEG C | 07092 EEUFC1J102U 18981-517D108M063EN6AE3 23515-B41851A8108M00 06533-UPW1J102MHD | PANASONIC VISHAY EPCOS NICHICON CORPORATION | STE
4159 | 5 |  | J1 | CTAOOC | 46-296085P3 | 1 | Restricted | Each | 1.0 | CONNECTOR 4 CONTACTS FOR GOLD PLATED CONTACTS SEE 46-2218 60P3. | 18996-641968-1 | TE CONNECTIVITY | STE
4160 | 5 |  | J6 | CTAOOC | 46-278307P6 | 1 | Standard | Each | 1.0 | CONNECTOR HEADER 34 EACH WITH EJECTORS | 00266-N3431-6302RB 18996-5499922-8 | 3M (MINNESOTA MINING MFG) TE CONNECTIVITY | STE
4161 | 5 |  | D1-D3 | CTAOOC | 46-311083P2 | 3 | Standard | Each | 3.0 | BAV70 SWITCHING DIODE DUAL SER SW VR-70V VF-1.25V 200 MA SOT23 | 18846-BAV70LT1G 18889-BAV 70 E6327 18889-BAV70E6327HTSA1 | ON SEMICONDUCTOR INFINEON TECHNOLOGIES AG INFINEON TECHNOLOGIES AG | STE
4162 | 5 |  | R34-R37,R43,R45-R47 | CTAOOC | 46-312792P81 | 6 | Standard | Each | 8.0 | RESISTOR 100 OHMS 1 PERCENT .125 WATTS 100 VOLT 100 PPM TC 0805 PACKAGE | 18981-CRCW0805100RFKE 11962-RC0805FR-07100RL 00006-WCR0805LF1000F 05498-MC08051000FTW 06725-RK73H2ATTD1000F 02254-MCR10EZPF1000 | VISHAY YAGEO IRC RCD COMPONENTS INC. KOA ROHM | STE
4163 | 5 |  | R11-R16,R20-R33,R38-R41,R48-R51 | CTAOOC | 46-312792P127 | 5 | Standard | Each | 28.0 | RESISTOR 6.81k OHMS 1 PERCENT .125 WATTS | 11962-RC0805FR-076K81L 05498-MC08056811FTW 00006-WCR0805LF6811F 06725-RK73H2ATTD6811F 18981-CRCW08056K81FKE 02254-MCR10EZPF6811 | YAGEO RCD COMPONENTS INC. IRC KOA VISHAY ROHM | STE
4164 | 5 |  | R1-R6 | CTAOOC | 46-312792P24 | 3 | Standard | Each | 6.0 | RESISTOR 20k OHMS 1 PERCENT .125 WATTS | 06725-RK73H2ATTD2002F 05498-MC08052002FTW 18981-CRCW080520K0FKE 00006-WCR0805LF2002F | KOA RCD COMPONENTS INC. VISHAY IRC | STE
4165 | 5 |  | J8,J9 | CTAOOC | 2215718 | 1 | Restricted | Each | 2.0 | CONNECTOR_NEW RECTANGULAR, UN 2 EACH | 18996-641964-1 | TE CONNECTIVITY | STE
4166 | 5 |  | R7 | CTAOOC | 2125187-111 | 2 | Restricted | Each | 1.0 | RESISTOR, 4K70, 1Percent, 0.25W, THICK FILM, 100PPM, SMD 1206 | 11962-RC1206FR-074K7L 05498-MC12064701FTW 02254-MCR18EZPF4701 00006-WCR1206LF4701F 00078-CR1206FX4701ELF 10302-RMCF1/8-4.7K-1% 06725-RK73H2BTTD4701F 07092-ERJ8ENF4701 18981-CRCW12064K70FKE 10302-RMCF1206FT4K70 | YAGEO RCD COMPONENTS INC. ROHM IRC BOURNS SEI KOA PANASONIC VISHAY SEI | STE
4167 | 5 |  | J2,J3 | CTAOOC | 2256195-2 | 1 | Standard | Each | 2.0 | CONNECTOR_NEW RECTANGULAR, UN 3 EACH UNIVERSAL MATE-N-LOC INLINE 3 CONTAC | 18996-350789-1 | TE CONNECTIVITY | STE
4168 | 5 |  | J7 | CTAOOC | 2227700-3 | 4 | Standard | Each | 1.0 | CONNECT TRANSIT+LATCH 20C HEADER STR | 18996-2-5499206-4 00266-N3428-6302RB 01940-842-816-2030-435 00214-71918-120LF 10099-09 18 520 5904 | TE CONNECTIVITY 3M (MINNESOTA MINING MFG) AMPHENOL FCI HARTING | STE
4169 | 5 |  | J4,J5 | CTAOOC | 2227700 | 4 | Standard | Each | 2.0 | CONNECTOR 2.54 RIBBON CABLE, 2X05POS HEADER, STRAIGHT, LONG LATCH, 0.8UM GOLD, PWB1.6 | 18996-2-5499206-1 01940-842-816-1030-435S 00266-N3793-6302RB 10099-09 18 510 5904 | TE CONNECTIVITY AMPHENOL 3M (MINNESOTA MINING MFG) HARTING | STE
4170 | 5 |  | K1-K3,K5 | CTAOOC | 2367881 | 1 | Restricted | Each | 4.0 | RELAIS 24V 1T1R 1250VA 380V 5A CIH | 05249-G6B-2114P-US DC24 | OMRON CORPORATION | STE
4171 | 5 |  | K6 | CTAOOC | 2377701-5 | 2 | Standard | Each | 1.0 | RELAY 24VDC COIL, SPST-NO 3KVA 250VAC 12A, PWB | 05249-G2RL-1A DC24 18996-3-1393239-0 | OMRON CORPORATION TE CONNECTIVITY | STE
4172 | 5 |  | U1-U4 | CTAOOC | 2364058-4 | 1 | Standard | Each | 4.0 | I.C PHOTOCOUP X4 SOL16 4.4MM | 18981-TCMT4100 22942-ACPL-247-560E | VISHAY AVAGO | STE
4173 | 5 |  | Coating | CTAComponent | 5491998 | 1 | Release | Each | 1.0 | conformal coating material |  |  | CCX
4174 | 5 |  | PWB | CTACircuitBoard | 5448678 | 2 | Release | Each | 1.0 | PT800+ Motor Board PWB |  |  | CCX
4175 | 5 |  | R8 | CTAOOC | 2396319 | 2 | Standard | Each | 1.0 | RESISTOR 51 OHMS 5 PERCENT 10 WATTS | 00006-PWR-10 51R0 5% LF 18981-CPCC1051R00JE | IRC VISHAY | STE
4176 | 4 | 11 |  | CTAComponent | 5462259 | 1 | Release | Each | 1.0 | Table Board Interface cable2 |  |  | HLE
4177 | 4 | 8 |  | CTAAssembly | 5473932 | 6 | Release | Each | 1.0 | Table Board Assembly |  |  | CCX
4178 | 5 |  | jumper | CTAOOC | 2293523 | 2 | Standard | Each | 1.0 | CONNECTOR_NEW SHUNT 2 EACH | 00543 313 1731 000 40 0 18996-390088-1 19042 CF254-060-1 00214-68786-102LF | KONTEK-COMATEL TE CONNECTIVITY NICOMATIC FCI | STE
4179 | 5 |  | PDL | CTASoftware | 5473940 | 5 | Release | Each | 1.0 | PT800+ Table Board Firmware |  |  | CCX
4180 | 5 |  | PWA | CTACircuitBoard | 5458763 | 4 | Release | Each | 1.0 | PT800+ Table board PWA |  |  | HLE
4181 | 6 |  | PWB | CTACircuitBoard | 5451481 | 1 | Release | Each | 1.0 | PT800+ Table board PWB |  |  | HLE
4182 | 7 |  | J11,J331,J341 | CTAOOC | 46-221703P17 | 2 | Not Recommended | Each | 3.0 | 025 POS 50 CONT .100 SPACING STRAIGHT W/LONG LATCHES 4-WALL AMP PART IS RESTRICTED DUE TO THE FA CT THAT IT REQUIRES A .250 LONG SCRE W TO RETAIN IT. | 00266 3433-6303 00266 3433-6603 02973 IDH-50PK1-S4-TG30 | 3M (MINNESOTA MINING MFG) 3M (MINNESOTA MINING MFG) ROBINSON NUGENT INC | STA
4183 | 7 |  | R53,R132 | CTAOOC | 46-170025P36 | 8 | Not Recommended | Each | 2.0 | RESISTOR 100k OHMS 10 PERCENT .5 WATTS CERMET TOP ADJ 25 TURN. WARNING: Unknown Whisker Risk | 01667-67WR100KLF 18981-T93YA104K 00078-3296W-1-104LF | BI TECHNOLOGIES VISHAY BOURNS | STE
4184 | 7 |  | R47,R49,R204,R205,R207-R210,R212,R213 | CTAOOC | 46-286365P30 | 9 | Restricted | Each | 10.0 | RESISTOR 2k OHMS 1 % .25 WATTS 1206 PACKAGE SURFACE MOUNT | 18981-CRCW12062K00FKE 11962-RC1206FR-072KL 06725-RK73H2BTTD2001F 05498-MC12062001FTW 02254-MCR18EZPF2001 | VISHAY YAGEO KOA RCD COMPONENTS INC. ROHM | STE
4185 | 7 |  | J15 | CTAOOC | 46-278307P6 | 1 | Standard | Each | 1.0 | CONNECTOR HEADER 34 EACH WITH EJECTORS | 00266-N3431-6302RB 18996-5499922-8 | 3M (MINNESOTA MINING MFG) TE CONNECTIVITY | STE
4186 | 7 |  | J1 | CTAOOC | 46-296085P3 | 1 | Restricted | Each | 1.0 | CONNECTOR 4 CONTACTS FOR GOLD PLATED CONTACTS SEE 46-2218 60P3. | 18996-641968-1 | TE CONNECTIVITY | STE
4187 | 7 |  | J2 | CTAOOC | 46-238725P1 | 1 | Restricted | Each | 1.0 | CONNECTOR_NEW HDP-20 SERIES PWB MT | 18996-5745071-4 | TE CONNECTIVITY | STE
4188 | 7 |  | C136 | CTAOOC | 46-302742P8 | 3 | Standard | Each | 1.0 | CAPACITOR FIXED 1u FARADS 35 VOLTS .138L .110W .075H 3528 SURFACE MOUNT DEVICE | 18981-293D105X9035B2TE3 08390-T491B105K035AT | VISHAY KEMET | STE
4189 | 7 |  | D1-D3 | CTAOOC | 46-311083P2 | 3 | Standard | Each | 3.0 | BAV70 SWITCHING DIODE DUAL SER SW VR-70V VF-1.25V 200 MA SOT23 | 18846-BAV70LT1G 18889-BAV 70 E6327 18889-BAV70E6327HTSA1 | ON SEMICONDUCTOR INFINEON TECHNOLOGIES AG INFINEON TECHNOLOGIES AG | STE
4190 | 7 |  | TP0-TP13 | CTAOOC | 46-301752P5 | 3 | Standard | Each | 14.0 | CONNECTOR 1 CONTACTS SURFACE MOUNT PRINTED CIRCUIT TEST POINTS | 04947 5016 ZZC70-TP-107-02-1-T | KEYSTONE ELECTRONICS CORP COMPONENTS CORPORATION | STE
4191 | 7 |  | R6,R7,R124,R133,R151,R174-R178,R180-R183,R189,R199,R200,R202,R203,R216-R219 | CTAOOC | 46-312792P1 | 6 | Standard | Each | 23.0 | RESISTOR 0 OHM 1PERCENT 125MW 0805 JUMPER SURFACE MOUNTING 0 OHM L .079 W .050 T .018 | 18981-CRCW08050000Z0E 06725-RK73Z2AT 05498-ZC0805TW | VISHAY KOA RCD COMPONENTS INC. | STE
4192 | 7 |  | R1-R5,R8,R9,R11,R16,R34-R41,R43-R46,R125,R179,R185-R188,R206 | CTAOOC | 46-312792P11 | 4 | Standard | Each | 28.0 | RESISTOR 2k OHMS 1 % .125 WATTS 100V 100PPM/C | 18981-CRCW08052K00FKE 11623-NRC10F2001TRF 00006-WCR0805LF2001F 06725-RK73H2ATTD2001F 05498-MC08052001FTW | VISHAY NIC COMPONENTS CORPORATION IRC KOA RCD COMPONENTS INC. | STE
4193 | 7 |  | K1,K3-K5 | CTAOOC | 46-312336P3 | 4 | Standard | Each | 4.0 | RELAY AND CONTACTOR DPDT 24 V COIL VOLTAGE, CONTACT RATING OF 110 VDC,125 VAC AT 1 AMP | 07092-TQ2SA-24V | PANASONIC | STE
4194 | 7 |  | R26-R33,R190-R197 | CTAOOC | 46-312792P17 | 2 | Standard | Each | 16.0 | RESISTOR 475 OHMS 1 % .125 WATTS 100V 0805 CASE SIZE THICK FILM +-100 PPM/C | 11962-RC0805FR-07475RL 00006-WCR0805LF4750F 18981-CRCW0805475RFKE 05498-MC08054750FTW | YAGEO IRC VISHAY RCD COMPONENTS INC. | STE
4195 | 7 |  | R12,R51,R52,R66-R91,R93-R123,R147,R173,R184,R198,R201 | CTAOOC | 46-312792P24 | 3 | Standard | Each | 65.0 | RESISTOR 20k OHMS 1 PERCENT .125 WATTS | 06725-RK73H2ATTD2002F 05498-MC08052002FTW 18981-CRCW080520K0FKE 00006-WCR0805LF2002F | KOA RCD COMPONENTS INC. VISHAY IRC | STE
4196 | 7 |  | R48,R50,R211,R214,R215 | CTAOOC | 46-312792P81 | 6 | Standard | Each | 5.0 | RESISTOR 100 OHMS 1 PERCENT .125 WATTS 100 VOLT 100 PPM TC 0805 PACKAGE | 18981-CRCW0805100RFKE 11962-RC0805FR-07100RL 00006-WCR0805LF1000F 05498-MC08051000FTW 06725-RK73H2ATTD1000F 02254-MCR10EZPF1000 | VISHAY YAGEO IRC RCD COMPONENTS INC. KOA ROHM | STE
4197 | 7 |  | R10,R13-R15,R17-R25,R134-R143,R145,R148,R149,R169-R172 | CTAOOC | 46-312792P13 | 4 | Standard | Each | 30.0 | RESISTOR 1k OHMS 1 PERCENT .125 WATTS 0805 CASE SIZE | 11623-NRC10F1001TRF 05498-MC08051001FTW 18981-CRCW08051K00FKE 06725-RK73H2ATTD1001F 00006-WCR0805LF1001F | NIC COMPONENTS CORPORATION RCD COMPONENTS INC. VISHAY KOA IRC | STE
4198 | 7 |  | U1-U12,U27-U29,U31 | CTAOOC | 2118048 | 3 | Restricted | Each | 16.0 | DRIVER-RECEIVER NOT APPLICABLE 4 EAC QUAD LINE RECEIVER DS1489A S014 | 00495-SN75189AD | TEXAS INSTRUMENTS | STE
4199 | 7 |  | J4 | CTAOOC | 2106009-6 | 1 | Restricted | Each | 1.0 | CONNEC LOW-PROF TRANSI 10C HEAD STR | 01940 821-A010P-AM-A00 00214-75869-101LF 00266-N2510-6002RB 10099-09 18 510 6324 18996-5103308-1 | AMPHENOL FCI 3M (MINNESOTA MINING MFG) HARTING TE CONNECTIVITY | STE
4200 | 7 |  | J14 | CTAOOC | 2117073 | 1 | Not Recommended | Each | 1.0 | CONNECTOR 3 CONTACTS HEADER. WARNING: Unknown Whisker Risk | 18996-171825-3 | TE CONNECTIVITY | STE
4201 | 7 |  | U24-U26,U30 | CTAOOC | 2105421 | 1 | Restricted | Each | 4.0 | AMPLIFIER 2 EACH 2 PPM-DEG C 5.2 VOL SINGLE SUPPLY, RAIL TO RAIL LOW POWERFET-INPUT OP AMP | 01649-AD822BRZ | ANALOG DEVICES, INC. | STE
4202 | 7 |  | J12,J43 | CTAOOC | 2137666-7 | 1 | Standard | Each | 2.0 | CONNECTOR 8 CONTACTS 600 VOLTS 3 AMP SINGLE ROW .120 STRAIGHT HEADER WITH POLARIZATION SLOTS. | 01525 70545-0042 | MOLEX | STE
4203 | 7 |  | J7,J42 | CTAOOC | 2137666-5 | 1 | Standard | Each | 2.0 | CONNECTOR 6 CONTACTS 600 VOLTS 3 AMP SINGLE ROW .120 STRAIGHT HEADER WITH POLARIZATION SLOTS. | 01525 70545-0040 | MOLEX | STE
4204 | 7 |  | J3,J5,J6,J9,J13,J16,J17 | CTAOOC | 2137666-2 | 1 | Standard | Each | 7.0 | CONNECTOR 3 CONTACTS 600 VOLTS 3 AMP SINGLE ROW .125 STRAIGHT HEADER WITH POLARIZATION SLOTS. | 01525 70545-0037 | MOLEX | STE
4205 | 7 |  | J8 | CTAOOC | 2137666-9 | 1 | Standard | Each | 1.0 | CONNECTOR 10 CONTACTS 600 VOLTS 3 AM SINGLE ROW .120 STRAIGHT HEADER WITH POLARIZATION SLOTS | 01525 70545-0044 | MOLEX | STE
4206 | 7 |  | J18 | CTAOOC | 2137666-13 | 1 | Restricted | Each | 1.0 | CONNECTOR 4 CONTACTS 600 VOLTS 3 AM SINGLE ROW .120 STRAIGHT HEADER POLARIZATION SLOTS | 01525 70545-0073 | MOLEX | STE
4207 | 7 |  | C6-C8,C21-C29,C34,C35,C40,C41,C44,C49-C60,C62-C90,C92-C94,C96,C97,C99,C101,C103-C123,C137-C140 | CTAOOC | 2187107-6 | 3 | Not Recommended | Each | 90.0 | CAPACITOR FIXED .1u FARADS 50 VOLTS | 08390 C0805C104K5RAC 07945-CL21B104KBCNNNC | KEMET SAMSUNG | STE
4208 | 7 |  | U13 | CTAOOC | 2211252-5 | 4 | Standard | Each | 1.0 | LOGIC 74AHC-VHC14 TSSOP14 | 00495-SN74AHC14PWG4 18846-MC74VHC14DTG 00495-SN74AHC14PWE4 00495 SN74AHC14PW | TEXAS INSTRUMENTS ON SEMICONDUCTOR TEXAS INSTRUMENTS TEXAS INSTRUMENTS | STE
4209 | 7 |  | J351 | CTAOOC | 2227700-4 | 2 | Standard | Each | 1.0 | CONNECT TRANSIT+LATCH 26C HEADER STR | 00266-N3429-6302RB 10099-09 18 526 5904 01940-842-816-2630-435 18996-2-5499206-6 | 3M (MINNESOTA MINING MFG) HARTING AMPHENOL TE CONNECTIVITY | STE
4210 | 7 |  | U15-U23 | CTAOOC | 2196877-12 | 6 | Standard | Each | 9.0 | IC, LOGIC, 74LVC-LCX244, TSSOP20 | 00124-74LCX244TTR 18846-MC74LCX244DTG 19638-LVC244BTELL-E 00495-SN74LVC244APWE4 00495-SN74LVC244APWG4 00495-SN74LVC244APW | ST MICROELECTRONICS ON SEMICONDUCTOR RENESAS TECHNOLOGY CORP TEXAS INSTRUMENTS TEXAS INSTRUMENTS TEXAS INSTRUMENTS | STE
4211 | 7 |  | C47 | CTAOOC | 2187107-10 | 2 | Standard | Each | 1.0 | CAPACITOR CERAMIC X7R, 1UF 10Percent, 16V, SMD 0805 | 02862-GRM21BR71C105KA01 19214-0805YC105KAT | MURATA AVX/KYOCERA | STE
4212 | 7 |  | Q1-Q4 | CTAOOC | 2235316 | 1 | Restricted | Each | 4.0 | RESEAU-T CMS DAR NPN ULN2003 SOLP16 | 00495-ULN2003AD | TEXAS INSTRUMENTS | STE
4213 | 7 |  | C45 | CTAOOC | 2240282-15 | 2 | Standard | Each | 1.0 | CAPACITOR CERAMIC, X7R, 10UF, 10Percent, 16V, SMD 1206 | 03041-C3216X7R1C106K 08390-C1206C106K4RAC 11962-CC1206KKX7R7BB106 03041-C3216X7R1C106K160AC | TDK KEMET YAGEO TDK | STE
4214 | 7 |  | C9-C20,C30-C33,C36-C39,C42,C43,C46,C48,C61,C91,C95,C98,C100,C102,C124-C135 | CTAOOC | 2235239-6 | 2 | Standard | Each | 42.0 | CAPACITOR X7R 100NF 10% 16V 0603 | 08390 C0603C104K4RAC 18981-VJ0603Y104KXJ 11962-CC0603KRX7R7BB104 19214-0603YC104KAT | KEMET VISHAY YAGEO AVX/KYOCERA | STE
4215 | 7 |  | J10,J41 | CTAOOC | 2227700-10 | 3 | Standard | Each | 2.0 | CONNECT TRANSIT+LATCH 14C HEADER STR | 10099-09 18 514 5904 00266-N3314-6302RB | HARTING 3M (MINNESOTA MINING MFG) | STE
4216 | 7 |  | Y1 | CTAOOC | 2273338-7 | 2 | Restricted | Each | 1.0 | OSCIL 1.000MHZ 100PPM +EN LCSO4 SMD | 08522-SG-8002CA 1.0000M-PTC 03265-VCC1-A3A-1M000 20038-092-1-2 | EPSON, QD DIVISION VECTRON LABORATORIES INC FOX ELECTRONICS | STE
4217 | 7 |  | U33 | CTAOOC | 2246237-2 | 3 | Standard | Each | 1.0 | DRIVER-RECEIVER UART WITH 16 BYTE FIFO 3.3-5V SUPPLY, 48-TQFP NOTE ONLY TI PART HAS AUTOFLOW CNTRL | 00495-TL16C550CPTG4 ZZE10-ST16C550CQ48-F | TEXAS INSTRUMENTS EXAR | STE
4218 | 7 |  | S1,S2 | CTAOOC | 2253364-2 | 3 | Not Recommended | Each | 2.0 | SURFACE MOUNT DIP SWITCH, 4 POSITION GULL WING WITH POLYIMIDE TAPE SEAL MACHINE-INSERTABLE. WARNING: Unknown Whisker Risk | 05229-90HBW04PRT 00031-219004MST | GRAYHILL CTS CORP | STE
4219 | 7 |  | U35 | CTAOOC | 2242543-4 | 3 | Standard | Each | 1.0 | MEMORY EEPROM, 2048 WORDS X 8 BITS, 1.8V TO 5.5V, 400KHZ, SO8 | 00124-M24C16-RMN6P 08433-CAT24C16WI-G | ST MICROELECTRONICS ON SEMI (FORMERLY CATALYST) | STE
4220 | 7 |  | Y2 | CTAOOC | 2304499-16 | 3 | Standard | Each | 1.0 | OSCIL 10.0000MHZ 50PPM +EN LCSO4 SMD | 05746-T3392-10M 00031 CB3LV-3C-10M0000 11682-SM7745HV-10.0M 08522-SG-8002CA 10.000M-PCB 11465-LF SPXO014281 20038-F4105-100 05968 S1803B-10.0000 11718 CO4305-10.000 08522-SG-710ECK 10.0000MB 05968-S1613B-10.0000 | VALPEY FISHER DIV.OF VALTEC CO CTS CORP PLETRONICS EPSON, QD DIVISION C-MAC FREQUENCY PROD/ IQD FOX ELECTRONICS PERICOM, FORMERLY SARONIX RALTRON (FORMERLY SHOWA) EPSON, QD DIVISION PERICOM, FORMERLY SARONIX | STE
4221 | 7 |  | DS1-DS17 | CTAOOC | 2279219-2 | 1 | Standard | Each | 17.0 | LED GREEN LTST-C190G 0603 SMD | 18802 AP1608SGC 00941 HSMG-C190 11520 LTST-C190GKT 09050 PG1111C | KINGBRIGHT AVAGO TECHNOLOGIES LITE-ON STANLEY ELECTRIC CO LTD | STE
4222 | 7 |  | U34 | CTAOOC | 2274500-2 | 1 | Standard | Each | 1.0 | LOGIC INTERFACE RS-232 DRIVER-RECEIVER TSSOP 3 TO 5 V SUPPLY WITH ESD PROTECTION | 00495-MAX3232CPWE4 00124-ST3232ECTR 01649-ADM3202ARUZ | TEXAS INSTRUMENTS ST MICROELECTRONICS ANALOG DEVICES | STE
4223 | 7 |  | R42,R64,R65,R92,R159-R162 | CTAOOC | 2324551-5 | 4 | Standard | Each | 8.0 | RESISTOR 100k OHMS 1 % .1 WATTS SMT 0603 THICK FILM | 00006-WCR0603LF1003F 05498-MC06031003FTW 02254 MCR03EZPFX1003 18981-CRCW0603100KFKE 11962-RC0603FR-07100KL 06725-RK73H1JTTD1003F 10302-RMCF0603FT100K | IRC RCD COMPONENTS INC. ROHM VISHAY YAGEO KOA SEI | STE
4224 | 7 |  | R126,R128,R163,R165 | CTAOOC | 2324551-28 | 3 | Standard | Each | 4.0 | RESISTOR 332 OHMS 1 % .1 WATTS SMT 0603 THICK FILM | 06725-RK73H1JTTD3320F 00006-WCR0603LF3320F 11962-RC0603FR-07332RL 02254 MCR03EZPFX3320 05498-MC06033320FTW 18981-CRCW0603332RFKE 10302-RMCF0603FT332R | KOA IRC YAGEO ROHM RCD COMPONENTS INC. VISHAY SEI | STE
4225 | 7 |  | R130,R131,R167,R168 | CTAOOC | 2324551-2 | 3 | Standard | Each | 4.0 | RESISTOR 100 OHMS 1 PERCENT .1 WATTS SMT 0603 THICK FILM | 05498-MC06031000FTW 11962-RC0603FR-07100RL 00006-WCR0603LF1000F 02254 MCR03EZPFX1000 06725-RK73H1JTTD1000F 18981-CRCW0603100RFKE 10302-RMCF0603FT100R | RCD COMPONENTS INC. YAGEO IRC ROHM KOA VISHAY SEI | STE
4226 | 7 |  | R58,R59,R152,R154 | CTAOOC | 2324551 | 4 | Standard | Each | 4.0 | RESISTOR 10 OHMS 1 % .1 WATTS SMT 0603 THICK FILM | 05498-MC060310R0FTW 06725-RK73H1JTTD10R0F 00006-WCR0603LF10R0F 02254-MCR03EZPFX10R0 18981-CRCW060310R0FKE 11962-RC0603FR-0710RL 10302-RMCF0603FT10R0 | RCD COMPONENTS INC. KOA IRC ROHM VISHAY YAGEO SEI | STE
4227 | 7 |  | VR1 | CTAOOC | 2334692 | 1 | Restricted | Each | 1.0 | REGULATOR 3.3V OUTPUT LOW DROPOUT ANYCAP, 1.5A OUTPUT, SOT-223 | 01649-ADP3339AKCZ-3.3 | ANALOG DEVICES, INC. | STE
4228 | 7 |  | R62,R63,R157,R158 | CTAOOC | 2324551-373 | 2 | Standard | Each | 4.0 | RESISTOR 316 OHMS 1 PERCENT .1 WATT 100 PPM SMT 0603 THICK FILM | 06725-RK73H1JTTD3160F 02254-MCR03EZPFX3160 18981-CRCW0603316RFKEA 00006-WCR0603LF3160FPLT 00078-CR0603FX3160LF 11962-RC0603FR-07316RL | KOA ROHM VISHAY IRC BOURNS YAGEO | STE
4229 | 7 |  | R56,R57,R60,R61,R150,R153,R155,R156 | CTAOOC | 2324551-170 | 2 | Standard | Each | 8.0 | RESISTOR 143k OHMS 1 % .1 WATTS SMT 0603 THICK FILM | 05498-MC06031433FTW 00006-WCR0603LF1433F 06725-RK73H1JTTD1433F 11962-RC0603FR-07143KL 02254 MCR03EZPFX1433 18981-CRCW0603143KFKE 10302-RMCF1/16-143K-1% 10302-RMCF0603FT143K | RCD COMPONENTS INC. IRC KOA YAGEO ROHM VISHAY SEI SEI | STE
4230 | 7 |  | R54,R55,R127,R129,R164,R166 | CTAOOC | 2324551-39 | 3 | Standard | Each | 6.0 | RESISTOR 4.99k OHMS 1 % .1 WATTS SMT 0603 THICK FILM | 18981-CRCW06034K99FKE 11962-RC0603FR-074K99L 00006-WCR0603LF4991F 05498-MC06034991FTW 06725-RK73H1JTTD4991F 02254 MCR03EZPFX4991 10302-RMCF0603FT4K99 | VISHAY YAGEO IRC RCD COMPONENTS INC. KOA ROHM SEI | STE
4231 | 7 |  | U14 | CTAOOC | 5135116-3 | 1 | Standard | Each | 1.0 | PROGRAMMABLE CPLD, 2210 LOGIC ELEMENTS, MAX_II, 1.5-3.3V I_O VOLTAGE, 2.5-3.3V SUPPLY, 204 IO PINS, FBGA 256 | 10208-EPM2210F256C5N | ALTERA | STE
4232 | 7 |  | C1,C2,C4 | CTAOOC | 2378169 | 3 | Standard | Each | 3.0 | U6214CS CAPACITOR FIXED 100U FARADS | 07092-EEEHA1V101XP 06533-UWZ1V101MCL1GS 10220-EMVE350ADA101MF80G | PANASONIC NICHICON CORPORATION CHEMI-CON | STE
4233 | 7 |  | CR1,CR2 | CTAOOC | 2408243 | 1 | Restricted | Each | 2.0 | U1813HE SEMICONDUCTOR DIODE 5 VOLTS 5U AMPS | 10289-GBLC05C-LF | PROTEK DEVICES | STE
4234 | 7 |  | C3,C5 | CTAOOC | 2378166 | 4 | Standard | Each | 2.0 | U6211CS CAPACITOR FIXED 10U FARADS | 06533-UWZ1V100MCL1GB 07092-EEEHA1V100R 10220-EMVE350ADA100ME55G | NICHICON CORPORATION PANASONIC CHEMI-CON | STE
4235 | 7 |  | H1 | CTAOOC | 5338074 | 1 | Restricted | Each | 1.0 | PIEZOELECTRIC SOUNDER, EXTERNAL DRIVE PIN TYPE | 02862-PKM13EPYH4002-B0 | MURATA | STE
4236 | 7 |  | U32 | CTAOOC | 5394889 | 2 | Standard | Each | 1.0 | IC, AD CONVERTER, 12BITS, 4CHANNELS INPUT, SAR, T AND H, 0.5 TO 1MSPS, SERIAL OUT, 3V TO 5V VCC, ADC124S101C, MSOP10, 85C | 00036-ADC124S101CIMM/NOPB 00495-ADC124S101CIMM/NOPB | NATIONAL SEMICONDUCTOR TEXAS INSTRUMENTS | STE
4237 | 7 |  | R144,R146 | CTAOOC | 5245267-2 | 2 | Restricted | Each | 2.0 | RESISTOR 33 OHM, NON-MAGNETIC, 2 PERCENT, 100MW, FILM, 100PPM, 0603 | 23828-CHR0603 33 OHM +-2% | SRT RESISTOR TECHNOLOGY GMBH | STE
4238 | 6 |  | P1 | CTAComponent | 2410163 | 1 | Release | Each | 1.0 | Ariose Electronics_Buzzer MB12B24 |  |  | HLE
4239 | 6 |  | J11,J331,J341 | CTAOOC | 46-221703P17 | 2 | Not Recommended | Each | 3.0 | 025 POS 50 CONT .100 SPACING STRAIGHT W/LONG LATCHES 4-WALL AMP PART IS RESTRICTED DUE TO THE FA CT THAT IT REQUIRES A .250 LONG SCRE W TO RETAIN IT. | 00266 3433-6303 00266 3433-6603 02973 IDH-50PK1-S4-TG30 | 3M (MINNESOTA MINING MFG) 3M (MINNESOTA MINING MFG) ROBINSON NUGENT INC | STA
4240 | 6 |  | R47,R49,R204,R205,R207-R210,R212,R213 | CTAOOC | 46-286365P30 | 9 | Restricted | Each | 10.0 | RESISTOR 2k OHMS 1 % .25 WATTS 1206 PACKAGE SURFACE MOUNT | 18981-CRCW12062K00FKE 11962-RC1206FR-072KL 06725-RK73H2BTTD2001F 05498-MC12062001FTW 02254-MCR18EZPF2001 | VISHAY YAGEO KOA RCD COMPONENTS INC. ROHM | STE
4241 | 6 |  | J1 | CTAOOC | 46-296085P3 | 1 | Restricted | Each | 1.0 | CONNECTOR 4 CONTACTS FOR GOLD PLATED CONTACTS SEE 46-2218 60P3. | 18996-641968-1 | TE CONNECTIVITY | STE
4242 | 6 |  | J15 | CTAOOC | 46-278307P6 | 1 | Standard | Each | 1.0 | CONNECTOR HEADER 34 EACH WITH EJECTORS | 00266-N3431-6302RB 18996-5499922-8 | 3M (MINNESOTA MINING MFG) TE CONNECTIVITY | STE
4243 | 6 |  | R228,R229 | CTAOOC | 46-170025P33 | 11 | Not Recommended | Each | 2.0 | POTENTIOMETER, PWB TRIMMER, TOP ADJ, 20TURNS, 1K 500MW, LINEAR, WARNING: Unknown Whisker Risk | 00078-3296 W-1-102 LF 18981-T93YA102K 01667-67WR1KLF | BOURNS VISHAY BI TECHNOLOGIES | STE
4244 | 6 |  | R53,R132 | CTAOOC | 46-170025P26 | 8 | Not Recommended | Each | 2.0 | RESISTOR 2k OHMS 10 PERCENT .5 WATTS CERMET TOP ADJ 25 TURN. WARNING: Unknown Whisker Risk | 18981-T93YA202K 00078-3296W-1-202LF 01667-67WR2KLF | VISHAY BOURNS BI TECHNOLOGIES | STE
4245 | 6 |  | U32,U36 | CTAOOC | 5394889 | 2 | Standard | Each | 2.0 | IC, AD CONVERTER, 12BITS, 4CHANNELS INPUT, SAR, T AND H, 0.5 TO 1MSPS, SERIAL OUT, 3V TO 5V VCC, ADC124S101C, MSOP10, 85C | 00036-ADC124S101CIMM/NOPB 00495-ADC124S101CIMM/NOPB | NATIONAL SEMICONDUCTOR TEXAS INSTRUMENTS | STE
4246 | 6 |  | J4 | CTAOOC | 2106009-6 | 1 | Restricted | Each | 1.0 | CONNEC LOW-PROF TRANSI 10C HEAD STR | 01940 821-A010P-AM-A00 00214-75869-101LF 00266-N2510-6002RB 10099-09 18 510 6324 18996-5103308-1 | AMPHENOL FCI 3M (MINNESOTA MINING MFG) HARTING TE CONNECTIVITY | STE
4247 | 6 |  | U1-U12,U27-U29,U31 | CTAOOC | 2118048 | 3 | Restricted | Each | 16.0 | DRIVER-RECEIVER NOT APPLICABLE 4 EAC QUAD LINE RECEIVER DS1489A S014 | 00495-SN75189AD | TEXAS INSTRUMENTS | STE
4248 | 6 |  | J3,J5,J6,J9,J17,J20 | CTAOOC | 2137666-2 | 1 | Standard | Each | 6.0 | CONNECTOR 3 CONTACTS 600 VOLTS 3 AMP SINGLE ROW .125 STRAIGHT HEADER WITH POLARIZATION SLOTS. | 01525 70545-0037 | MOLEX | STE
4249 | 6 |  | J14 | CTAOOC | 2117073 | 1 | Not Recommended | Each | 1.0 | CONNECTOR 3 CONTACTS HEADER. WARNING: Unknown Whisker Risk | 18996-171825-3 | TE CONNECTIVITY | STE
4250 | 6 |  | U24-U26,U30 | CTAOOC | 2105421 | 1 | Restricted | Each | 4.0 | AMPLIFIER 2 EACH 2 PPM-DEG C 5.2 VOL SINGLE SUPPLY, RAIL TO RAIL LOW POWERFET-INPUT OP AMP | 01649-AD822BRZ | ANALOG DEVICES, INC. | STE
4251 | 6 |  | R6,R7,R124,R133,R174-R178,R199,R203,R217,R230,R233,R236 | CTAOOC | 46-312792P1 | 6 | Standard | Each | 15.0 | RESISTOR 0 OHM 1PERCENT 125MW 0805 JUMPER SURFACE MOUNTING 0 OHM L .079 W .050 T .018 | 18981-CRCW08050000Z0E 06725-RK73Z2AT 05498-ZC0805TW | VISHAY KOA RCD COMPONENTS INC. | STE
4252 | 6 |  | R1-R5,R8,R9,R11,R16,R34-R41,R43-R46,R125,R179,R185-R187,R206,R238-R242 | CTAOOC | 46-312792P11 | 4 | Standard | Each | 32.0 | RESISTOR 2k OHMS 1 % .125 WATTS 100V 100PPM/C | 18981-CRCW08052K00FKE 11623-NRC10F2001TRF 00006-WCR0805LF2001F 06725-RK73H2ATTD2001F 05498-MC08052001FTW | VISHAY NIC COMPONENTS CORPORATION IRC KOA RCD COMPONENTS INC. | STE
4253 | 6 |  | R26-R33,R190-R197 | CTAOOC | 46-312792P17 | 2 | Standard | Each | 16.0 | RESISTOR 475 OHMS 1 % .125 WATTS 100V 0805 CASE SIZE THICK FILM +-100 PPM/C | 11962-RC0805FR-07475RL 00006-WCR0805LF4750F 18981-CRCW0805475RFKE 05498-MC08054750FTW | YAGEO IRC VISHAY RCD COMPONENTS INC. | STE
4254 | 6 |  | R12,R51,R52,R66-R91,R93-R123,R147,R173,R184,R198,R201 | CTAOOC | 46-312792P24 | 3 | Standard | Each | 65.0 | RESISTOR 20k OHMS 1 PERCENT .125 WATTS | 06725-RK73H2ATTD2002F 05498-MC08052002FTW 18981-CRCW080520K0FKE 00006-WCR0805LF2002F | KOA RCD COMPONENTS INC. VISHAY IRC | STE
4255 | 6 |  | R48,R50,R211,R214,R215 | CTAOOC | 46-312792P81 | 6 | Standard | Each | 5.0 | RESISTOR 100 OHMS 1 PERCENT .125 WATTS 100 VOLT 100 PPM TC 0805 PACKAGE | 18981-CRCW0805100RFKE 11962-RC0805FR-07100RL 00006-WCR0805LF1000F 05498-MC08051000FTW 06725-RK73H2ATTD1000F 02254-MCR10EZPF1000 | VISHAY YAGEO IRC RCD COMPONENTS INC. KOA ROHM | STE
4256 | 6 |  | R10,R13-R15,R17-R25,R134-R143,R145,R148,R149,R169-R172,R220-R223,R234,R235 | CTAOOC | 46-312792P13 | 4 | Standard | Each | 36.0 | RESISTOR 1k OHMS 1 PERCENT .125 WATTS 0805 CASE SIZE | 11623-NRC10F1001TRF 05498-MC08051001FTW 18981-CRCW08051K00FKE 06725-RK73H2ATTD1001F 00006-WCR0805LF1001F | NIC COMPONENTS CORPORATION RCD COMPONENTS INC. VISHAY KOA IRC | STE
4257 | 6 |  | D1-D5 | CTAOOC | 46-311083P2 | 3 | Standard | Each | 5.0 | BAV70 SWITCHING DIODE DUAL SER SW VR-70V VF-1.25V 200 MA SOT23 | 18846-BAV70LT1G 18889-BAV 70 E6327 18889-BAV70E6327HTSA1 | ON SEMICONDUCTOR INFINEON TECHNOLOGIES AG INFINEON TECHNOLOGIES AG | STE
4258 | 6 |  | K1,K3-K5 | CTAOOC | 46-312336P3 | 4 | Standard | Each | 4.0 | RELAY AND CONTACTOR DPDT 24 V COIL VOLTAGE, CONTACT RATING OF 110 VDC,125 VAC AT 1 AMP | 07092-TQ2SA-24V | PANASONIC | STE
4259 | 6 |  | C136,C141 | CTAOOC | 46-302742P8 | 3 | Standard | Each | 2.0 | CAPACITOR FIXED 1u FARADS 35 VOLTS .138L .110W .075H 3528 SURFACE MOUNT DEVICE | 18981-293D105X9035B2TE3 08390-T491B105K035AT | VISHAY KEMET | STE
4260 | 6 |  | J351 | CTAOOC | 2227700-4 | 2 | Standard | Each | 1.0 | CONNECT TRANSIT+LATCH 26C HEADER STR | 00266-N3429-6302RB 10099-09 18 526 5904 01940-842-816-2630-435 18996-2-5499206-6 | 3M (MINNESOTA MINING MFG) HARTING AMPHENOL TE CONNECTIVITY | STE
4261 | 6 |  | J41 | CTAOOC | 2227700-10 | 3 | Standard | Each | 1.0 | CONNECT TRANSIT+LATCH 14C HEADER STR | 10099-09 18 514 5904 00266-N3314-6302RB | HARTING 3M (MINNESOTA MINING MFG) | STE
4262 | 6 |  | C9-C20,C30-C33,C36-C39,C42,C43,C46,C48,C61,C91,C95,C98,C100,C102,C124-C135,C143-C146 | CTAOOC | 2235239-6 | 2 | Standard | Each | 46.0 | CAPACITOR X7R 100NF 10% 16V 0603 | 08390 C0603C104K4RAC 18981-VJ0603Y104KXJ 11962-CC0603KRX7R7BB104 19214-0603YC104KAT | KEMET VISHAY YAGEO AVX/KYOCERA | STE
4263 | 6 |  | C45 | CTAOOC | 2240282-15 | 2 | Standard | Each | 1.0 | CAPACITOR CERAMIC, X7R, 10UF, 10Percent, 16V, SMD 1206 | 03041-C3216X7R1C106K 08390-C1206C106K4RAC 11962-CC1206KKX7R7BB106 03041-C3216X7R1C106K160AC | TDK KEMET YAGEO TDK | STE
4264 | 6 |  | U35 | CTAOOC | 2242543-4 | 3 | Standard | Each | 1.0 | MEMORY EEPROM, 2048 WORDS X 8 BITS, 1.8V TO 5.5V, 400KHZ, SO8 | 00124-M24C16-RMN6P 08433-CAT24C16WI-G | ST MICROELECTRONICS ON SEMI (FORMERLY CATALYST) | STE
4265 | 6 |  | Q1-Q4 | CTAOOC | 2235316 | 1 | Restricted | Each | 4.0 | RESEAU-T CMS DAR NPN ULN2003 SOLP16 | 00495-ULN2003AD | TEXAS INSTRUMENTS | STE
4266 | 6 |  | U13 | CTAOOC | 2211252-5 | 4 | Standard | Each | 1.0 | LOGIC 74AHC-VHC14 TSSOP14 | 00495-SN74AHC14PWG4 18846-MC74VHC14DTG 00495-SN74AHC14PWE4 00495 SN74AHC14PW | TEXAS INSTRUMENTS ON SEMICONDUCTOR TEXAS INSTRUMENTS TEXAS INSTRUMENTS | STE
4267 | 6 |  | C3,C5 | CTAOOC | 2183937-2 | 2 | Standard | Each | 2.0 | CAPA TANT 1UF 10% 35V 3528 | 18981-293D105X9035B2TE3 08390-T491B105K035AT 19214-TAJB105K035RNJ | VISHAY KEMET AVX/KYOCERA | STE
4268 | 6 |  | C6-C8,C21-C29,C34,C35,C40,C41,C44,C49-C60,C62-C90,C92-C94,C96,C97,C99,C101,C103-C123,C137-C140,C142 | CTAOOC | 2187107-6 | 3 | Not Recommended | Each | 91.0 | CAPACITOR FIXED .1u FARADS 50 VOLTS | 08390 C0805C104K5RAC 07945-CL21B104KBCNNNC | KEMET SAMSUNG | STE
4269 | 6 |  | C47 | CTAOOC | 2187107-10 | 2 | Standard | Each | 1.0 | CAPACITOR CERAMIC X7R, 1UF 10Percent, 16V, SMD 0805 | 02862-GRM21BR71C105KA01 19214-0805YC105KAT | MURATA AVX/KYOCERA | STE
4270 | 6 |  | U15-U23 | CTAOOC | 2299073-2 | 5 | Standard | Each | 9.0 | IC, LOGIC, LVTH, OCTAL BUFFER-DRIVER, 74LVTH244, TSSOP20 | 00495-SN74LVTH244APW 00495-SN74LVTH244APWRG4 00495-SN74LVTH244APWRE4 24386-74LVTH244MTCX | TEXAS INSTRUMENTS TEXAS INSTRUMENTS TEXAS INSTRUMENTS FAIRCHILD SEMICONDUCTOR INC | STE
4271 | 6 |  | J12,J42 | CTAOOC | 2137666-7 | 1 | Standard | Each | 2.0 | CONNECTOR 8 CONTACTS 600 VOLTS 3 AMP SINGLE ROW .120 STRAIGHT HEADER WITH POLARIZATION SLOTS. | 01525 70545-0042 | MOLEX | STE
4272 | 6 |  | J8 | CTAOOC | 2137666-9 | 1 | Standard | Each | 1.0 | CONNECTOR 10 CONTACTS 600 VOLTS 3 AM SINGLE ROW .120 STRAIGHT HEADER WITH POLARIZATION SLOTS | 01525 70545-0044 | MOLEX | STE
4273 | 6 |  | J7 | CTAOOC | 2137666-5 | 1 | Standard | Each | 1.0 | CONNECTOR 6 CONTACTS 600 VOLTS 3 AMP SINGLE ROW .120 STRAIGHT HEADER WITH POLARIZATION SLOTS. | 01525 70545-0040 | MOLEX | STE
4274 | 6 |  | R58,R59,R152,R154 | CTAOOC | 2324551 | 4 | Standard | Each | 4.0 | RESISTOR 10 OHMS 1 % .1 WATTS SMT 0603 THICK FILM | 05498-MC060310R0FTW 06725-RK73H1JTTD10R0F 00006-WCR0603LF10R0F 02254-MCR03EZPFX10R0 18981-CRCW060310R0FKE 11962-RC0603FR-0710RL 10302-RMCF0603FT10R0 | RCD COMPONENTS INC. KOA IRC ROHM VISHAY YAGEO SEI | STE
4275 | 6 |  | R130,R131,R167,R168,R224-R227 | CTAOOC | 2324551-2 | 3 | Standard | Each | 8.0 | RESISTOR 100 OHMS 1 PERCENT .1 WATTS SMT 0603 THICK FILM | 05498-MC06031000FTW 11962-RC0603FR-07100RL 00006-WCR0603LF1000F 02254 MCR03EZPFX1000 06725-RK73H1JTTD1000F 18981-CRCW0603100RFKE 10302-RMCF0603FT100R | RCD COMPONENTS INC. YAGEO IRC ROHM KOA VISHAY SEI | STE
4276 | 6 |  | R42,R64,R65,R92,R159-R162 | CTAOOC | 2324551-5 | 4 | Standard | Each | 8.0 | RESISTOR 100k OHMS 1 % .1 WATTS SMT 0603 THICK FILM | 00006-WCR0603LF1003F 05498-MC06031003FTW 02254 MCR03EZPFX1003 18981-CRCW0603100KFKE 11962-RC0603FR-07100KL 06725-RK73H1JTTD1003F 10302-RMCF0603FT100K | IRC RCD COMPONENTS INC. ROHM VISHAY YAGEO KOA SEI | STE
4277 | 6 |  | R126,R128,R163,R165 | CTAOOC | 2324551-28 | 3 | Standard | Each | 4.0 | RESISTOR 332 OHMS 1 % .1 WATTS SMT 0603 THICK FILM | 06725-RK73H1JTTD3320F 00006-WCR0603LF3320F 11962-RC0603FR-07332RL 02254 MCR03EZPFX3320 05498-MC06033320FTW 18981-CRCW0603332RFKE 10302-RMCF0603FT332R | KOA IRC YAGEO ROHM RCD COMPONENTS INC. VISHAY SEI | STE
4278 | 6 |  | R56,R57,R60,R61,R150,R153,R155,R156 | CTAOOC | 2324551-170 | 2 | Standard | Each | 8.0 | RESISTOR 143k OHMS 1 % .1 WATTS SMT 0603 THICK FILM | 05498-MC06031433FTW 00006-WCR0603LF1433F 06725-RK73H1JTTD1433F 11962-RC0603FR-07143KL 02254 MCR03EZPFX1433 18981-CRCW0603143KFKE 10302-RMCF1/16-143K-1% 10302-RMCF0603FT143K | RCD COMPONENTS INC. IRC KOA YAGEO ROHM VISHAY SEI SEI | STE
4279 | 6 |  | R54,R55,R127,R129,R164,R166 | CTAOOC | 2324551-39 | 3 | Standard | Each | 6.0 | RESISTOR 4.99k OHMS 1 % .1 WATTS SMT 0603 THICK FILM | 18981-CRCW06034K99FKE 11962-RC0603FR-074K99L 00006-WCR0603LF4991F 05498-MC06034991FTW 06725-RK73H1JTTD4991F 02254 MCR03EZPFX4991 10302-RMCF0603FT4K99 | VISHAY YAGEO IRC RCD COMPONENTS INC. KOA ROHM SEI | STE
4280 | 6 |  | Y1 | CTAOOC | 2273338-7 | 2 | Restricted | Each | 1.0 | OSCIL 1.000MHZ 100PPM +EN LCSO4 SMD | 08522-SG-8002CA 1.0000M-PTC 03265-VCC1-A3A-1M000 20038-092-1-2 | EPSON, QD DIVISION VECTRON LABORATORIES INC FOX ELECTRONICS | STE
4281 | 6 |  | U34 | CTAOOC | 2274500-2 | 1 | Standard | Each | 1.0 | LOGIC INTERFACE RS-232 DRIVER-RECEIVER TSSOP 3 TO 5 V SUPPLY WITH ESD PROTECTION | 00495-MAX3232CPWE4 00124-ST3232ECTR 01649-ADM3202ARUZ | TEXAS INSTRUMENTS ST MICROELECTRONICS ANALOG DEVICES | STE
4282 | 6 |  | DS1-DS17 | CTAOOC | 2279219-2 | 1 | Standard | Each | 17.0 | LED GREEN LTST-C190G 0603 SMD | 18802 AP1608SGC 00941 HSMG-C190 11520 LTST-C190GKT 09050 PG1111C | KINGBRIGHT AVAGO TECHNOLOGIES LITE-ON STANLEY ELECTRIC CO LTD | STE
4283 | 6 |  | S1-S4 | CTAOOC | 2253364-2 | 3 | Not Recommended | Each | 4.0 | SURFACE MOUNT DIP SWITCH, 4 POSITION GULL WING WITH POLYIMIDE TAPE SEAL MACHINE-INSERTABLE. WARNING: Unknown Whisker Risk | 05229-90HBW04PRT 00031-219004MST | GRAYHILL CTS CORP | STE
4284 | 6 |  | U33 | CTAOOC | 2246237-2 | 3 | Standard | Each | 1.0 | DRIVER-RECEIVER UART WITH 16 BYTE FIFO 3.3-5V SUPPLY, 48-TQFP NOTE ONLY TI PART HAS AUTOFLOW CNTRL | 00495-TL16C550CPTG4 ZZE10-ST16C550CQ48-F | TEXAS INSTRUMENTS EXAR | STE
4285 | 6 |  | CR1,CR2 | CTAOOC | 2408243 | 1 | Restricted | Each | 2.0 | U1813HE SEMICONDUCTOR DIODE 5 VOLTS 5U AMPS | 10289-GBLC05C-LF | PROTEK DEVICES | STE
4286 | 6 |  | U14 | CTAOOC | 5135116-3 | 1 | Standard | Each | 1.0 | PROGRAMMABLE CPLD, 2210 LOGIC ELEMENTS, MAX_II, 1.5-3.3V I_O VOLTAGE, 2.5-3.3V SUPPLY, 204 IO PINS, FBGA 256 | 10208-EPM2210F256C5N | ALTERA | STE
4287 | 6 |  | R144,R146 | CTAOOC | 5245267-2 | 2 | Restricted | Each | 2.0 | RESISTOR 33 OHM, NON-MAGNETIC, 2 PERCENT, 100MW, FILM, 100PPM, 0603 | 23828-CHR0603 33 OHM +-2% | SRT RESISTOR TECHNOLOGY GMBH | STE
4288 | 6 |  | VR1 | CTAOOC | 2334692 | 1 | Restricted | Each | 1.0 | REGULATOR 3.3V OUTPUT LOW DROPOUT ANYCAP, 1.5A OUTPUT, SOT-223 | 01649-ADP3339AKCZ-3.3 | ANALOG DEVICES, INC. | STE
4289 | 6 |  | C1,C2,C4 | CTAOOC | 2378169 | 3 | Standard | Each | 3.0 | U6214CS CAPACITOR FIXED 100U FARADS | 07092-EEEHA1V101XP 06533-UWZ1V101MCL1GS 10220-EMVE350ADA101MF80G | PANASONIC NICHICON CORPORATION CHEMI-CON | STE
4290 | 6 |  | R62,R63,R157,R158 | CTAOOC | 2324551-373 | 2 | Standard | Each | 4.0 | RESISTOR 316 OHMS 1 PERCENT .1 WATT 100 PPM SMT 0603 THICK FILM | 06725-RK73H1JTTD3160F 02254-MCR03EZPFX3160 18981-CRCW0603316RFKEA 00006-WCR0603LF3160FPLT 00078-CR0603FX3160LF 11962-RC0603FR-07316RL | KOA ROHM VISHAY IRC BOURNS YAGEO | STE
4291 | 4 | 6 |  | ECCCollectorPart | 5444390 | 2 | Release | Each | 1.0 | Table accessory collector |  |  | HLE
4292 | 5 | 1 |  | CTAAssembly | 5451223 | 4 | Release | Each | 1.0 | Right shoulder pad assembly |  |  | CCX
4293 | 6 | 1 |  | CTAComponent | 5440513 | 1 | Release | Each | 1.0 | Shoulder fix main frame |  |  | CCX
4294 | 6 | 5 |  | CTAComponent | 5444569 | 1 | Release | Each | 1.0 | Shoulder fix knob assembly |  |  | CCX
4295 | 6 | 7 |  | CTAComponent | 5449400 | 1 | Release | Each | 1.0 | Shoulder pad adjusting knob |  |  | CCX
4296 | 6 | 6 |  | CTAComponent | 5442184 | 1 | Release | Each | 1.0 | Knob PU support tray |  |  | CCX
4297 | 6 | 11 |  | CTAComponent | 5438186 | 1 | Release | Each | 1.0 | Knob support tray base |  |  | CCX
4298 | 6 | 2 |  | CTAComponent | 5452280 | 1 | Release | Each | 1.0 | Shoulder adjustinging frame |  |  | CCX
4299 | 6 | 3 |  | CTAComponent | 5454761 | 1 | Release | Each | 1.0 | Right shoulder pad |  |  | CCX
4300 | 6 | 10 |  | CTAComponent | 5457979 | 1 | Release | Each | 1.0 | Shoulder pad adjusting thimble |  |  | HLE
4301 | 6 | 9 |  | CTAComponent | 5451438 | 1 | Release | Each | 1.0 | Right shoulder rear cover |  |  | CCX
4302 | 6 | 8 |  | CTAComponent | 5450657 | 1 | Release | Each | 1.0 | M4x10_GB973 |  |  | CCX
4303 | 6 | 14 |  | CTAComponent | 1000-M4C014-04 | 1 | Release | Each | 2.0 | Hexagon Socket Head Cap Screw, M4-0.7, X14mm Long, Grade 8.8 Steel, Zinc Plated, RoHS Fastener | 11060-M4C14KCSC9Z6/912 A0996-BN 4 M10 x 14mm CR6+FREE 24140-M4/14/SOHTCS/TC1D/ISO4762 | ANIXTER BOSSARD TR FORMAC DIV OF TR FASTENINGS | STM
4304 | 6 | 15 |  | CTAComponent | 1000-M5C016-04 | 5 | Release | Each | 3.0 | Hexagon Socket Head Cap Screw, M5-0.8, X16mm Long, Grade 8.8 Steel, Zinc Plated, RoHS Fastener | 11060-M5C16KCSC9Z6/912 24140-M5/16/SOHTCS/TC1D/DIN912 10487-1000-M5C016-04 20589-ZS2540016ZP0000 A0996-BN 4 M5 x 16mm CR6+FREE | ANIXTER TR FORMAC DIV OF TR FASTENINGS OHTA FASTENAL COMPANY BOSSARD | STM
4305 | 6 | 12 |  | CTAComponent | 5491728 | 1 | Release | Each | 4.0 | POM wearable thimble |  |  | CCX
4306 | 6 | 13 |  | CTAComponent | 1000-M4C010-04 | 5 | Release | Each | 2.0 | Hexagon Socket Head Cap Screw, ISO 4762, M4-0.7, X10mm Long, Grade 8.8 Steel, Zinc Plated, RoHS Fastener | 11060-M4C10KCSC9Z6/912 10487-1000-M4C010-04 20589-10948-03231 24140-M4/10/SOHTCS/TC1D/DIN912 A0996-BN 4 M4 X 10mm CR6+FREE | ANIXTER OHTA FASTENAL COMPANY TR FORMAC DIV OF TR FASTENINGS BOSSARD | STM
4307 | 6 | 4 |  | CTAComponent | 5459488 | 1 | Release | Each | 1.0 | Right shoulder pad fix plate |  |  | CCX
4308 | 6 | 18 |  | CTAComponent | 2000-M5-02 | 3 | Release | Each | 3.0 | Flat Washer, ISO7089, M5, Steel 140HV, Zinc Plated, RoHS Fastener | 11060-M5NWSFSTZ6/125A A0996-BN715 M5 CR6 Free 24140-M5/-/PWSTWA/TC1 20589-10948-03440 | ANIXTER BOSSARD TR FORMAC DIV OF TR FASTENINGS FASTENAL COMPANY | STM
4309 | 6 | 19 |  | CTAComponent | 2106-M5-14 | 1 | Release | Each | 3.0 | Spring Lock Washer with Flat Ends JIS B1251, M5, Spring Stainless Steel, Rohs Fastener | 24140-2106-M5-14 | TR FORMAC DIV OF TR FASTENINGS | STM
4310 | 6 | 16 |  | CTAComponent | 1043-M4C006-37 | 1 | Release | Each | 1.0 | Hexagon Socket Set Screws with Dog Point, ISO 4028, M4-0.7, X6mm Long, A2-21H Stainless Steel, Passivate, RoHS Fastener | A0996-BN619 M4 x 6mm CR6+FREE 11060-M4C6KKDSJ/915 24140-M4/6/HSA2DP/SF/GB79 | BOSSARD ANIXTER TR FORMAC DIV OF TR FASTENINGS | STM
4311 | 6 | 17 |  | CTAComponent | 1010-M4C008-14 | 1 | Release | Each | 6.0 | Phillips Flat Head Screw, ISO 7046, M4-0.7, X8mm Long, Grade 4.8 Steel, Zinc Plated, RoHS Fastener | 20589-10948-03507 11060-M4C8MXFSTZ6/965A | FASTENAL COMPANY ANIXTER | STM
4312 | 5 | 5 |  | CTAAssembly | 5451224 | 4 | Release | Each | 1.0 | Right grasp handle assembly |  |  | CCX
4313 | 6 | 2 |  | CTAComponent | 5442184 | 1 | Release | Each | 1.0 | Knob PU support tray |  |  | CCX
4314 | 6 | 5 |  | CTAComponent | 5442185 | 1 | Release | Each | 1.0 | Right grasp handle frame |  |  | CCX
4315 | 6 | 1 |  | CTAComponent | 5438186 | 1 | Release | Each | 1.0 | Knob support tray base |  |  | CCX
4316 | 6 | 7 |  | CTAComponent | 5491728 | 1 | Release | Each | 2.0 | POM wearable thimble |  |  | CCX
4317 | 6 | 6 |  | CTAComponent | 5450657 | 1 | Release | Each | 1.0 | M4x10_GB973 |  |  | CCX
4318 | 6 | 4 |  | CTAComponent | 5451439 | 1 | Release | Each | 1.0 | Grasp handle column |  |  | CCX
4319 | 6 | 3 |  | CTAComponent | 5444569 | 1 | Release | Each | 1.0 | Shoulder fix knob assembly |  |  | CCX
4320 | 5 | 4 |  | CTAAssembly | 5445988 | 4 | Release | Each | 2.0 | Handle grid assembly |  |  | CCX
4321 | 6 | 4 |  | CTAComponent | 5438186 | 1 | Release | Each | 2.0 | Knob support tray base |  |  | CCX
4322 | 6 | 8 |  | CTAComponent | 1000-M5C016-04 | 5 | Release | Each | 4.0 | Hexagon Socket Head Cap Screw, M5-0.8, X16mm Long, Grade 8.8 Steel, Zinc Plated, RoHS Fastener | 11060-M5C16KCSC9Z6/912 24140-M5/16/SOHTCS/TC1D/DIN912 10487-1000-M5C016-04 20589-ZS2540016ZP0000 A0996-BN 4 M5 x 16mm CR6+FREE | ANIXTER TR FORMAC DIV OF TR FASTENINGS OHTA FASTENAL COMPANY BOSSARD | STM
4323 | 6 | 1 |  | CTAComponent | 5449401 | 1 | Release | Each | 2.0 | Handle grid fixing frame |  |  | CCX
4324 | 6 | 3 |  | CTAComponent | 5447013 | 1 | Release | Each | 2.0 | Handle fix knob assembly |  |  | CCX
4325 | 6 | 5 |  | CTAComponent | 5442184 | 1 | Release | Each | 2.0 | Knob PU support tray |  |  | CCX
4326 | 6 | 2 |  | CTAComponent | 5438187 | 1 | Release | Each | 1.0 | Handle grid bar |  |  | CCX
4327 | 6 | 7 |  | CTAComponent | 5491728 | 1 | Release | Each | 4.0 | POM wearable thimble |  |  | CCX
4328 | 6 | 6 |  | CTAComponent | 5450657 | 1 | Release | Each | 1.0 | M4x10_GB973 |  |  | CCX
4329 | 5 | 6 |  | CTAAssembly | 5455393 | 4 | Release | Each | 1.0 | Left grasp handle assembly |  |  | CCX
4330 | 6 | 2 |  | CTAComponent | 5442184 | 1 | Release | Each | 1.0 | Knob PU support tray |  |  | CCX
4331 | 6 | 3 |  | CTAComponent | 5444569 | 1 | Release | Each | 1.0 | Shoulder fix knob assembly |  |  | CCX
4332 | 6 | 1 |  | CTAComponent | 5438186 | 1 | Release | Each | 1.0 | Knob support tray base |  |  | CCX
4333 | 6 | 7 |  | CTAComponent | 5491728 | 1 | Release | Each | 2.0 | POM wearable thimble |  |  | CCX
4334 | 6 | 5 |  | CTAComponent | 5460251 | 1 | Release | Each | 1.0 | Left grasp hand1e frame |  |  | CCX
4335 | 6 | 6 |  | CTAComponent | 5450657 | 1 | Release | Each | 1.0 | M4x10_GB973 |  |  | CCX
4336 | 6 | 4 |  | CTAComponent | 5451439 | 1 | Release | Each | 1.0 | Grasp handle column |  |  | CCX
4337 | 5 | 3 |  | CTAAssembly | 5439539 | 4 | Release | Each | 1.0 | Foot step assembly |  |  | CCX
4338 | 6 | 1 |  | CTAAssembly | 5449857 | 1 | Release | Each | 1.0 | Foot step board assembly |  |  | CCX
4339 | 7 | 2 |  | CTAComponent | 5436902 | 1 | Release | Each | 1.0 | Foot step board left support plate |  |  | CCX
4340 | 7 | 4 |  | CTAComponent | 5442994 | 1 | Release | Each | 1.0 | Foot step board right support plate |  |  | CCX
4341 | 7 | 3 |  | CTAComponent | 5447816 | 1 | Release | Each | 2.0 | Foot step board middle support plate |  |  | CCX
4342 | 7 | 1 |  | CTAComponent | 5448645 | 1 | Release | Each | 1.0 | Foot step board top plate |  |  | CCX
4343 | 7 | 6 |  | CTAComponent | 5462495 | 1 | Release | Each | 2.0 | Foot step board R angle plate |  |  | CCX
4344 | 7 | 7 |  | CTAComponent | 5494207 | 1 | Release | Each | 6.0 | Foot step support block |  |  | CCX
4345 | 7 | 5 |  | CTAComponent | 5439753 | 1 | Release | Each | 1.0 | Foot step board bottom plate |  |  | CCX
4346 | 6 | 8 |  | CTAComponent | 1000-M4C010-04 | 5 | Release | Each | 4.0 | Hexagon Socket Head Cap Screw, ISO 4762, M4-0.7, X10mm Long, Grade 8.8 Steel, Zinc Plated, RoHS Fastener | 11060-M4C10KCSC9Z6/912 10487-1000-M4C010-04 20589-10948-03231 24140-M4/10/SOHTCS/TC1D/DIN912 A0996-BN 4 M4 X 10mm CR6+FREE | ANIXTER OHTA FASTENAL COMPANY TR FORMAC DIV OF TR FASTENINGS BOSSARD | STM
4347 | 6 | 5 |  | CTAComponent | 1000-M5C016-04 | 5 | Release | Each | 6.0 | Hexagon Socket Head Cap Screw, M5-0.8, X16mm Long, Grade 8.8 Steel, Zinc Plated, RoHS Fastener | 11060-M5C16KCSC9Z6/912 24140-M5/16/SOHTCS/TC1D/DIN912 10487-1000-M5C016-04 20589-ZS2540016ZP0000 A0996-BN 4 M5 x 16mm CR6+FREE | ANIXTER TR FORMAC DIV OF TR FASTENINGS OHTA FASTENAL COMPANY BOSSARD | STM
4348 | 6 | 3 |  | CTAComponent | 5457212 | 1 | Release | Each | 2.0 | Foot step board nylon pillow |  |  | CCX
4349 | 6 | 2 |  | CTAAssembly | 5453109 | 1 | Release | Each | 1.0 | Foot step left support bracket |  |  | CCX
4350 | 7 | 4 |  | CTAComponent | 5496469 | 1 | Release | Each | 3.0 | Screw M4X8_GB79 |  |  | CCX
4351 | 7 | 2 |  | CTAComponent | 5441363 | 1 | Release | Each | 1.0 | Foot step left support pin |  |  | CCX
4352 | 7 | 1 |  | CTAComponent | 5458718 | 1 | Release | Each | 1.0 | Left bracket frame |  |  | CCX
4353 | 7 | 3 |  | CTAComponent | 5453111 | 1 | Release | Each | 1.0 | Foot step guide pin |  |  | CCX
4354 | 6 | 4 |  | CTAAssembly | 5461026 | 1 | Release | Each | 1.0 | Foot step right support bracket |  |  | CCX
4355 | 7 | 1 |  | CTAAssembly | 5443777 | 1 | Release | Each | 1.0 | Foot step locking assembly |  |  | CCX
4356 | 8 | 2 |  | CTAComponent | 5457211 | 1 | Release | Each | 1.0 | Foot step locking assembly frame |  |  | CCX
4357 | 8 | 3 |  | CTAComponent | 5439752 | 1 | Release | Each | 1.0 | Foot step locking assembly fixing shaft |  |  | CCX
4358 | 8 | 1 |  | CTAComponent | 5462494 | 1 | Release | Each | 1.0 | Foot step locking handle |  |  | CCX
4359 | 8 | 7 |  | CTAComponent | 3001-M6C-27 | 3 | Release | Each | 2.0 | Hexagon Thin Nut, ISO4035, M6-1.0, Grade 04 Steel, Zinc Plated, RoHS Fastener | 20589-10948-03713 24140-M6/-/HLST-/TC1D/DIN439B 11060-M6CNFJSTZ6/439B 24140-M6/-/HLST-/TC1/DIN439B A0996-BN124 M6 CR6+FREE | FASTENAL COMPANY TR FORMAC DIV OF TR FASTENINGS ANIXTER TR FORMAC DIV OF TR FASTENINGS BOSSARD | STM
4360 | 8 | 6 |  | CTAComponent | 2000-M6-02 | 3 | Release | Each | 1.0 | Flat Washer, ISO7089, M6, Steel 140HV, Zinc Plated, RoHS Fastener | 20589-10948-03441 A0996-BN715 M6 CR6 Free 11060-M6NWSFSTZ6/125A 24140-M6/-/PWSTWA/TC1 | FASTENAL COMPANY BOSSARD ANIXTER TR FORMAC DIV OF TR FASTENINGS | STM
4361 | 8 | 4 |  | CTAComponent | 5491729 | 1 | Release | Each | 2.0 | Disk spring 11.8x6.2 |  |  | CCX
4362 | 8 | 5 |  | CTAComponent | 5496470 | 1 | Release | Each | 1.0 | screw M3x8_GB79 |  |  | CCX
4363 | 7 | 3 |  | CTAComponent | 5453111 | 1 | Release | Each | 1.0 | Foot step guide pin |  |  | CCX
4364 | 7 | 5 |  | CTAComponent | 5456434 | 1 | Release | Each | 1.0 | Foot step locking assembly cover |  |  | CCX
4365 | 7 | 4 |  | CTAComponent | 5460253 | 1 | Release | Each | 1.0 | Foot step right support pin |  |  | CCX
4366 | 7 | 2 |  | CTAComponent | 5436901 | 1 | Release | Each | 1.0 | Foot step right support bracket |  |  | CCX
4367 | 7 | 7 |  | CTAComponent | 5496469 | 1 | Release | Each | 3.0 | Screw M4X8_GB79 |  |  | CCX
4368 | 7 | 9 |  | CTAComponent | 2000-M4-02 | 6 | Release | Each | 4.0 | Flat Washer, ISO7089, M4, Steel 140HV, Zinc Plated, RoHS Fastener | A0996-BN715 M4 CR6 Free 10487-2000-M4-02 11060-M4NWSFSTZ6/125A 20589-10948-03439 24140-M4/-/PWSTWA/TC1/ISO7089 | BOSSARD OHTA ANIXTER FASTENAL COMPANY TR FORMAC DIV OF TR FASTENINGS | STM
4369 | 7 | 10 |  | CTAComponent | C2106-M4-02 | 3 | Release | Each | 2.0 | Spring Lock Washer, M4, Zinc plated, Rohs Fastener | 24140-C2106-M4-02 | TR FORMAC DIV OF TR FASTENINGS | HLE
4370 | 7 | 6 |  | CTAComponent | 1000-M4C016-04 | 4 | Release | Each | 2.0 | Hexagon Socket Head Cap Screw, M4-0.7, X16mm Long, Grade 8.8 Steel, Zinc Plated, RoHS Fastener | 20589-10948-03233 24140-M4/16/SOHTCS/TC1D/DIN912 10487-1000-M4C016-04 11060-M4C16KCSC9Z6/912 A0996-BN 4 M4 x 16mm CR6+FREE | FASTENAL COMPANY TR FORMAC DIV OF TR FASTENINGS OHTA ANIXTER BOSSARD | STM
4371 | 7 | 8 |  | CTAComponent | 1010-M3C008-14 | 1 | Release | Each | 2.0 | Phillips Flat Head Screw, ISO 7046, M3-0.5, X8mm Long, Grade 4.8 Steel, Zinc Plated, RoHS Fastener | 20589-10948-03502 11060-M3C8MXFSTZ6/965A | FASTENAL COMPANY ANIXTER | STM
4372 | 6 | 6 |  | CTAComponent | 2000-M5-02 | 3 | Release | Each | 6.0 | Flat Washer, ISO7089, M5, Steel 140HV, Zinc Plated, RoHS Fastener | 11060-M5NWSFSTZ6/125A A0996-BN715 M5 CR6 Free 24140-M5/-/PWSTWA/TC1 20589-10948-03440 | ANIXTER BOSSARD TR FORMAC DIV OF TR FASTENINGS FASTENAL COMPANY | STM
4373 | 6 | 7 |  | CTAComponent | 2106-M5-14 | 1 | Release | Each | 6.0 | Spring Lock Washer with Flat Ends JIS B1251, M5, Spring Stainless Steel, Rohs Fastener | 24140-2106-M5-14 | TR FORMAC DIV OF TR FASTENINGS | STM
4374 | 5 | 2 |  | CTAAssembly | 5445185 | 4 | Release | Each | 1.0 | Left shoulder pad assembly |  |  | CCX
4375 | 6 | 1 |  | CTAComponent | 5440513 | 1 | Release | Each | 1.0 | Shoulder fix main frame |  |  | CCX
4376 | 6 | 6 |  | CTAComponent | 5438186 | 1 | Release | Each | 1.0 | Knob support tray base |  |  | CCX
4377 | 6 | 9 |  | CTAComponent | 5450657 | 1 | Release | Each | 1.0 | M4x10_GB973 |  |  | CCX
4378 | 6 | 8 |  | CTAComponent | 5449400 | 1 | Release | Each | 1.0 | Shoulder pad adjusting knob |  |  | CCX
4379 | 6 | 3 |  | CTAComponent | 5444569 | 1 | Release | Each | 1.0 | Shoulder fix knob assembly |  |  | CCX
4380 | 6 | 7 |  | CTAComponent | 5442184 | 1 | Release | Each | 1.0 | Knob PU support tray |  |  | CCX
4381 | 6 | 10 |  | CTAComponent | 5457979 | 1 | Release | Each | 1.0 | Shoulder pad adjusting thimble |  |  | HLE
4382 | 6 | 4 |  | CTAComponent | 5473622 | 1 | Release | Each | 1.0 | Left shoulder pad fix plate |  |  | CCX
4383 | 6 | 5 |  | CTAComponent | 5454762 | 1 | Release | Each | 1.0 | Left shoulder pad |  |  | CCX
4384 | 6 | 2 |  | CTAComponent | 5452280 | 1 | Release | Each | 1.0 | Shoulder adjustinging frame |  |  | CCX
4385 | 6 | 14 |  | CTAComponent | 1000-M4C014-04 | 1 | Release | Each | 2.0 | Hexagon Socket Head Cap Screw, M4-0.7, X14mm Long, Grade 8.8 Steel, Zinc Plated, RoHS Fastener | 11060-M4C14KCSC9Z6/912 A0996-BN 4 M10 x 14mm CR6+FREE 24140-M4/14/SOHTCS/TC1D/ISO4762 | ANIXTER BOSSARD TR FORMAC DIV OF TR FASTENINGS | STM
4386 | 6 | 15 |  | CTAComponent | 1000-M5C016-04 | 5 | Release | Each | 1.0 | Hexagon Socket Head Cap Screw, M5-0.8, X16mm Long, Grade 8.8 Steel, Zinc Plated, RoHS Fastener | 11060-M5C16KCSC9Z6/912 24140-M5/16/SOHTCS/TC1D/DIN912 10487-1000-M5C016-04 20589-ZS2540016ZP0000 A0996-BN 4 M5 x 16mm CR6+FREE | ANIXTER TR FORMAC DIV OF TR FASTENINGS OHTA FASTENAL COMPANY BOSSARD | STM
4387 | 6 | 12 |  | CTAComponent | 5491728 | 1 | Release | Each | 4.0 | POM wearable thimble |  |  | CCX
4388 | 6 | 13 |  | CTAComponent | 1000-M4C010-04 | 5 | Release | Each | 2.0 | Hexagon Socket Head Cap Screw, ISO 4762, M4-0.7, X10mm Long, Grade 8.8 Steel, Zinc Plated, RoHS Fastener | 11060-M4C10KCSC9Z6/912 10487-1000-M4C010-04 20589-10948-03231 24140-M4/10/SOHTCS/TC1D/DIN912 A0996-BN 4 M4 X 10mm CR6+FREE | ANIXTER OHTA FASTENAL COMPANY TR FORMAC DIV OF TR FASTENINGS BOSSARD | STM
4389 | 6 | 11 |  | CTAComponent | 5473623 | 1 | Release | Each | 1.0 | left shoulder rear cover |  |  | CCX
4390 | 6 | 19 |  | CTAComponent | 2106-M5-14 | 1 | Release | Each | 1.0 | Spring Lock Washer with Flat Ends JIS B1251, M5, Spring Stainless Steel, Rohs Fastener | 24140-2106-M5-14 | TR FORMAC DIV OF TR FASTENINGS | STM
4391 | 6 | 18 |  | CTAComponent | 2000-M5-02 | 3 | Release | Each | 1.0 | Flat Washer, ISO7089, M5, Steel 140HV, Zinc Plated, RoHS Fastener | 11060-M5NWSFSTZ6/125A A0996-BN715 M5 CR6 Free 24140-M5/-/PWSTWA/TC1 20589-10948-03440 | ANIXTER BOSSARD TR FORMAC DIV OF TR FASTENINGS FASTENAL COMPANY | STM
4392 | 6 | 17 |  | CTAComponent | 1010-M4C008-14 | 1 | Release | Each | 6.0 | Phillips Flat Head Screw, ISO 7046, M4-0.7, X8mm Long, Grade 4.8 Steel, Zinc Plated, RoHS Fastener | 20589-10948-03507 11060-M4C8MXFSTZ6/965A | FASTENAL COMPANY ANIXTER | STM
4393 | 6 | 16 |  | CTAComponent | 1043-M4C006-37 | 1 | Release | Each | 1.0 | Hexagon Socket Set Screws with Dog Point, ISO 4028, M4-0.7, X6mm Long, A2-21H Stainless Steel, Passivate, RoHS Fastener | A0996-BN619 M4 x 6mm CR6+FREE 11060-M4C6KKDSJ/915 24140-M4/6/HSA2DP/SF/GB79 | BOSSARD ANIXTER TR FORMAC DIV OF TR FASTENINGS | STM
4394 | 4 | 4 |  | CTACircuitBoard | 5440559 | 4 | Release | Each | 1.0 | PT800+ Xray Board PWA |  |  | HLE
4395 | 5 |  | J11,J332,J342 | CTAOOC | 46-221703P17 | 2 | Not Recommended | Each | 3.0 | 025 POS 50 CONT .100 SPACING STRAIGHT W/LONG LATCHES 4-WALL AMP PART IS RESTRICTED DUE TO THE FA CT THAT IT REQUIRES A .250 LONG SCRE W TO RETAIN IT. | 00266 3433-6303 00266 3433-6603 02973 IDH-50PK1-S4-TG30 | 3M (MINNESOTA MINING MFG) 3M (MINNESOTA MINING MFG) ROBINSON NUGENT INC | STA
4396 | 5 |  | VR4 | CTAOOC | 46-312356P2 | 2 | Restricted | Each | 1.0 | VOLTAGE REFERENCE 5 VOLTS .05 PERCENT 5 PP SO8 | 01649-AD586LRZ | ANALOG DEVICES, INC. | STE
4397 | 5 |  | R19,R27,R28,R33 | CTAOOC | 46-312792P5 | 5 | Standard | Each | 4.0 | RESISTOR 49.9 OHMS 1 % .125 WATTS 100 PPM/DEGREE C 100V 0805 PACKAGE L .079 W .050 T .018 | 00006-WCR0805LF49R9F 11623-NRC10F49R9TRF 05498-MC080549R9FTW 18981-CRCW080549R9FKE 06725-RK73H2ATTD49R9F | IRC NIC COMPONENTS CORPORATION RCD COMPONENTS INC. VISHAY KOA | STE
4398 | 5 |  | R29-R32,R68-R71,R76-R79,R82-R85,R90-R93 | CTAOOC | 46-312792P7 | 4 | Standard | Each | 20.0 | RESISTOR 10k OHMS 1 PERCENT .125 WATTS SURFACE MOUNTING 0805 PACKAGE 100 PPM/DEGREE C 100V L .079 W .050 T .018 | 11623-NRC10F1002TRF 05498-MC08051002FTW 18981-CRCW080510K0FKE 00006-WCR0805LF1002F 06725-RK73H2ATTD1002F | NIC COMPONENTS CORPORATION RCD COMPONENTS INC. VISHAY IRC KOA | STE
4399 | 5 |  | R44,R47,R53,R59 | CTAOOC | 46-312792P1 | 6 | Standard | Each | 4.0 | RESISTOR 0 OHM 1PERCENT 125MW 0805 JUMPER SURFACE MOUNTING 0 OHM L .079 W .050 T .018 | 18981-CRCW08050000Z0E 06725-RK73Z2AT 05498-ZC0805TW | VISHAY KOA RCD COMPONENTS INC. | STE
4400 | 5 |  | TP0-TP3 | CTAOOC | 46-301752P5 | 3 | Standard | Each | 4.0 | CONNECTOR 1 CONTACTS SURFACE MOUNT PRINTED CIRCUIT TEST POINTS | 04947 5016 ZZC70-TP-107-02-1-T | KEYSTONE ELECTRONICS CORP COMPONENTS CORPORATION | STE
4401 | 5 |  | J1 | CTAOOC | 46-296085P3 | 1 | Restricted | Each | 1.0 | CONNECTOR 4 CONTACTS FOR GOLD PLATED CONTACTS SEE 46-2218 60P3. | 18996-641968-1 | TE CONNECTIVITY | STE
4402 | 5 |  | D1-D12 | CTAOOC | 46-315841P2 | 1 | Standard | Each | 12.0 | SEMICONDUCTOR:DIODE 75 VOLTS 200m AM HIGH CONDUCTANCE LOW LEAKAGE SOT-23 | 18846-BAS116LT1G | ON SEMICONDUCTOR | STE
4403 | 5 |  | R11,R12,R37,R38 | CTAOOC | 46-312792P117 | 5 | Standard | Each | 4.0 | RESISTOR 3.16k OHMS 1 % .125 WATTS | 11962-RC0805FR-073K16L 00006-WCR0805LF3161F 05498-MC08053161FTW 18981-CRCW08053K16FKE 06725-RK73H2ATTD3161F 02254-MCR10EZPF3161 | YAGEO IRC RCD COMPONENTS INC. VISHAY KOA ROHM | STE
4404 | 5 |  | R13-R16 | CTAOOC | 46-312792P24 | 3 | Standard | Each | 4.0 | RESISTOR 20k OHMS 1 PERCENT .125 WATTS | 06725-RK73H2ATTD2002F 05498-MC08052002FTW 18981-CRCW080520K0FKE 00006-WCR0805LF2002F | KOA RCD COMPONENTS INC. VISHAY IRC | STE
4405 | 5 |  | R17,R18,R20,R21 | CTAOOC | 46-312792P62 | 4 | Standard | Each | 4.0 | RESISTOR 2M OHMS 1 % .125 WATTS 100 VOLT 100 PPM TC 0805 PACKAGE | 00006-WCR0805LF2004F 18981-CRCW08052M00FKE 11623-NRC10F2004TRF 05498-MC08052004FT101W 02254-MCR10EZPF2004 | IRC VISHAY NIC COMPONENTS CORPORATION RCD COMPONENTS INC. ROHM | STE
4406 | 5 |  | R3-R10 | CTAOOC | 46-312792P81 | 6 | Standard | Each | 8.0 | RESISTOR 100 OHMS 1 PERCENT .125 WATTS 100 VOLT 100 PPM TC 0805 PACKAGE | 18981-CRCW0805100RFKE 11962-RC0805FR-07100RL 00006-WCR0805LF1000F 05498-MC08051000FTW 06725-RK73H2ATTD1000F 02254-MCR10EZPF1000 | VISHAY YAGEO IRC RCD COMPONENTS INC. KOA ROHM | STE
4407 | 5 |  | R51 | CTAOOC | 46-312792P113 | 4 | Standard | Each | 1.0 | RESISTOR 2.37k OHMS 1 PERCENT .1 WATTS 100 VOLT 100 PPM TC 0805 PACKAGE | 02254-MCR10EZPF2371 07092-ERJ-6ENF2371V 00006-WCR0805LF2371F 11962-RC0805FR-072K37L 05498-MC0805-2371-FTW 18981-CRCW08052K37FKE 06725-RK73H2ATTP2371F 10302-RMCF 1/10 2.37K 1% 10302-RMCF0805FT2K37 | ROHM PANASONIC IRC YAGEO RCD COMPONENTS INC. VISHAY KOA SEI SEI | STE
4408 | 5 |  | R22-R25 | CTAOOC | 46-312792P41 | 3 | Standard | Each | 4.0 | RESISTOR 1M OHMS 1 % .125 WATTS | 18981-CRCW08051M00FKE 06725-RK73H2ATTD1004F 00006-WCR0805LF1004F 05498-MC08051004FTW | VISHAY KOA IRC RCD COMPONENTS INC. | STE
4409 | 5 |  | R1,R2,R35,R36,R39-R42,R45,R46,R49,R50,R60-R64,R80,R88 | CTAOOC | 46-312792P13 | 4 | Standard | Each | 19.0 | RESISTOR 1k OHMS 1 PERCENT .125 WATTS 0805 CASE SIZE | 11623-NRC10F1001TRF 05498-MC08051001FTW 18981-CRCW08051K00FKE 06725-RK73H2ATTD1001F 00006-WCR0805LF1001F | NIC COMPONENTS CORPORATION RCD COMPONENTS INC. VISHAY KOA IRC | STE
4410 | 5 |  | R48,R55,R67,R72-R74,R86,R87 | CTAOOC | 46-312792P11 | 4 | Standard | Each | 8.0 | RESISTOR 2k OHMS 1 % .125 WATTS 100V 100PPM/C | 18981-CRCW08052K00FKE 11623-NRC10F2001TRF 00006-WCR0805LF2001F 06725-RK73H2ATTD2001F 05498-MC08052001FTW | VISHAY NIC COMPONENTS CORPORATION IRC KOA RCD COMPONENTS INC. | STE
4411 | 5 |  | U1,U8 | CTAOOC | 2154024 | 2 | Standard | Each | 2.0 | INT RECEIV 26C32 SO16 .15 SMD | 00495-AM26C32IDE4 00036-DS26C32ATM NOPB 00495-DS26C32ATM NOPB | TEXAS INSTRUMENTS NATIONAL SEMICONDUCTOR TEXAS INSTRUMENTS | STE
4412 | 5 |  | AR1-AR5 | CTAOOC | 2110206-2 | 1 | Standard | Each | 5.0 | AMPLIFIER OP AMP LM324 QUAD AMPLIFIER_NEW QUAD LOW POWER DIFFERENTIAL INPUT OPERATIONAL AMPLIFIER LM324A 14-PIN DIP | 18846-LM324ADG | ON SEMICONDUCTOR | STE
4413 | 5 |  | U3 | CTAOOC | 2138960-2 | 1 | Restricted | Each | 1.0 | ANALOG SWITCH AND MUX ANALOG MUX 4-CHANNEL DIFFERENTIAL BREAK-BEFORE- MAKE ANALOG MUX SOP16 THIS PART HAS A SETTLING ACCURACY OF LESS THEN 10PPM AT 18 USEC USE 2138960 FOR STANDARD PART | 18981-DG409DY-E3 | VISHAY | STE
4414 | 5 |  | U4-U7,U9-U12 | CTAOOC | 2154023 | 2 | Standard | Each | 8.0 | INT DRIVER LIGN 26C31 SO16 .15 SMD | 00036-DS26C31TM NOPB 00495-AM26C31IDE4 00495-DS26C31TM NOPB | NATIONAL SEMICONDUCTOR TEXAS INSTRUMENTS TEXAS INSTRUMENTS | STE
4415 | 5 |  | U15 | CTAOOC | 2105421 | 1 | Restricted | Each | 1.0 | AMPLIFIER 2 EACH 2 PPM-DEG C 5.2 VOL SINGLE SUPPLY, RAIL TO RAIL LOW POWERFET-INPUT OP AMP | 01649-AD822BRZ | ANALOG DEVICES, INC. | STE
4416 | 5 |  | U2,U13 | CTAOOC | 2103629 | 2 | Standard | Each | 2.0 | ANALOG SWITCH AND MUX ANALOG MUX | 18981-DG408DY-E3 | VISHAY | STE
4417 | 5 |  | DS1,DS2 | CTAOOC | 2279219-2 | 1 | Standard | Each | 2.0 | LED GREEN LTST-C190G 0603 SMD | 18802 AP1608SGC 00941 HSMG-C190 11520 LTST-C190GKT 09050 PG1111C | KINGBRIGHT AVAGO TECHNOLOGIES LITE-ON STANLEY ELECTRIC CO LTD | STE
4418 | 5 |  | C1,C26,C27 | CTAOOC | 2378169 | 3 | Standard | Each | 3.0 | U6214CS CAPACITOR FIXED 100U FARADS | 07092-EEEHA1V101XP 06533-UWZ1V101MCL1GS 10220-EMVE350ADA101MF80G | PANASONIC NICHICON CORPORATION CHEMI-CON | STE
4419 | 5 |  | C2-C13,C18-C25 | CTAOOC | 2187107-6 | 3 | Not Recommended | Each | 20.0 | CAPACITOR FIXED .1u FARADS 50 VOLTS | 08390 C0805C104K5RAC 07945-CL21B104KBCNNNC | KEMET SAMSUNG | STE
4420 | 5 |  | C30,C32-C37,C40-C47 | CTAOOC | 2235239-6 | 2 | Standard | Each | 15.0 | CAPACITOR X7R 100NF 10% 16V 0603 | 08390 C0603C104K4RAC 18981-VJ0603Y104KXJ 11962-CC0603KRX7R7BB104 19214-0603YC104KAT | KEMET VISHAY YAGEO AVX/KYOCERA | STE
4421 | 5 |  | C28,C29,C38,C39 | CTAOOC | 2235239-22 | 2 | Standard | Each | 4.0 | CAPACITOR 1U, 10 PERCENT, 16V, CERAMIC, X7R, 0603 | 03041-C1608X7R1C105K 19214-0603YC105KAT2A 08390-C0603C105K4RAC 02862-GRM188R71C105KA12 03041-C1608X7R1C105K080AC | TDK AVX/KYOCERA KEMET MURATA TDK | STE
4422 | 5 |  | J82 | CTAOOC | 2256875-9 | 1 | Not Recommended | Each | 1.0 | CONNEC 4.2-5566 2X6C STR PLU-TIN+PEG. WARNING: Unknown Whisker Risk | 01525 39-29-9122 18996-1-794307-1 | MOLEX TE CONNECTIVITY | STE
4423 | 5 |  | C31 | CTAOOC | 2183937-10 | 3 | Standard | Each | 1.0 | CAPA TANT 10UF 10% 25V 6032 | 08390-T491C106K025AT 08390-B45196H5106K30 18981-293D106X9025C2TE3 19214-TAJC106K025RNJ | KEMET KEMET VISHAY AVX/KYOCERA | STE
4424 | 5 |  | C14-C17 | CTAOOC | 2187107-3 | 1 | Standard | Each | 4.0 | CAPACITOR FIXED .01u FARADS 50 VOLTS | 08390 C0805C103K5RAC 19214-08055C103KAT | KEMET AVX/KYOCERA | STE
4425 | 5 |  | R56-R58,VR9-VR11 | CTAOOC | 2182276-6 | 1 | Not Recommended | Each | 6.0 | RESISTOR 5k OHMS 10 PERCENT 400m WATTS. WARNING: Unknown Whisker Risk | 00078-3362P-1-502LF 01667-25PR5KLF 18981-T73YE502K | BOURNS BI TECHNOLOGIES VISHAY | STE
4426 | 5 |  | PWB | CTACircuitBoard | 5453164 | 1 | Release | Each | 1.0 | PT800+ XRAY board PWB |  |  | HLE
4427 | 6 |  | J1 | CTAOOC | 46-296085P3 | 1 | Restricted | Each | 1.0 | CONNECTOR 4 CONTACTS FOR GOLD PLATED CONTACTS SEE 46-2218 60P3. | 18996-641968-1 | TE CONNECTIVITY | STE
4428 | 6 |  | VR4 | CTAOOC | 46-312356P2 | 2 | Restricted | Each | 1.0 | VOLTAGE REFERENCE 5 VOLTS .05 PERCENT 5 PP SO8 | 01649-AD586LRZ | ANALOG DEVICES, INC. | STE
4429 | 6 |  | TP0-TP3 | CTAOOC | 46-301752P5 | 3 | Standard | Each | 4.0 | CONNECTOR 1 CONTACTS SURFACE MOUNT PRINTED CIRCUIT TEST POINTS | 04947 5016 ZZC70-TP-107-02-1-T | KEYSTONE ELECTRONICS CORP COMPONENTS CORPORATION | STE
4430 | 6 |  | J11,J332,J342 | CTAOOC | 46-221703P17 | 2 | Not Recommended | Each | 3.0 | 025 POS 50 CONT .100 SPACING STRAIGHT W/LONG LATCHES 4-WALL AMP PART IS RESTRICTED DUE TO THE FA CT THAT IT REQUIRES A .250 LONG SCRE W TO RETAIN IT. | 00266 3433-6303 00266 3433-6603 02973 IDH-50PK1-S4-TG30 | 3M (MINNESOTA MINING MFG) 3M (MINNESOTA MINING MFG) ROBINSON NUGENT INC | STA
4431 | 6 |  | R47,R52,R59 | CTAOOC | 46-312792P1 | 6 | Standard | Each | 3.0 | RESISTOR 0 OHM 1PERCENT 125MW 0805 JUMPER SURFACE MOUNTING 0 OHM L .079 W .050 T .018 | 18981-CRCW08050000Z0E 06725-RK73Z2AT 05498-ZC0805TW | VISHAY KOA RCD COMPONENTS INC. | STE
4432 | 6 |  | R1,R2,R35,R36,R41,R42,R45,R46,R49,R50,R60-R64 | CTAOOC | 46-312792P13 | 4 | Standard | Each | 15.0 | RESISTOR 1k OHMS 1 PERCENT .125 WATTS 0805 CASE SIZE | 11623-NRC10F1001TRF 05498-MC08051001FTW 18981-CRCW08051K00FKE 06725-RK73H2ATTD1001F 00006-WCR0805LF1001F | NIC COMPONENTS CORPORATION RCD COMPONENTS INC. VISHAY KOA IRC | STE
4433 | 6 |  | R13-R16 | CTAOOC | 46-312792P24 | 3 | Standard | Each | 4.0 | RESISTOR 20k OHMS 1 PERCENT .125 WATTS | 06725-RK73H2ATTD2002F 05498-MC08052002FTW 18981-CRCW080520K0FKE 00006-WCR0805LF2002F | KOA RCD COMPONENTS INC. VISHAY IRC | STE
4434 | 6 |  | R29-R32 | CTAOOC | 46-312792P7 | 4 | Standard | Each | 4.0 | RESISTOR 10k OHMS 1 PERCENT .125 WATTS SURFACE MOUNTING 0805 PACKAGE 100 PPM/DEGREE C 100V L .079 W .050 T .018 | 11623-NRC10F1002TRF 05498-MC08051002FTW 18981-CRCW080510K0FKE 00006-WCR0805LF1002F 06725-RK73H2ATTD1002F | NIC COMPONENTS CORPORATION RCD COMPONENTS INC. VISHAY IRC KOA | STE
4435 | 6 |  | R19,R27,R28,R33 | CTAOOC | 46-312792P5 | 5 | Standard | Each | 4.0 | RESISTOR 49.9 OHMS 1 % .125 WATTS 100 PPM/DEGREE C 100V 0805 PACKAGE L .079 W .050 T .018 | 00006-WCR0805LF49R9F 11623-NRC10F49R9TRF 05498-MC080549R9FTW 18981-CRCW080549R9FKE 06725-RK73H2ATTD49R9F | IRC NIC COMPONENTS CORPORATION RCD COMPONENTS INC. VISHAY KOA | STE
4436 | 6 |  | R17,R18,R20,R21 | CTAOOC | 46-312792P62 | 4 | Standard | Each | 4.0 | RESISTOR 2M OHMS 1 % .125 WATTS 100 VOLT 100 PPM TC 0805 PACKAGE | 00006-WCR0805LF2004F 18981-CRCW08052M00FKE 11623-NRC10F2004TRF 05498-MC08052004FT101W 02254-MCR10EZPF2004 | IRC VISHAY NIC COMPONENTS CORPORATION RCD COMPONENTS INC. ROHM | STE
4437 | 6 |  | R3-R10 | CTAOOC | 46-312792P81 | 6 | Standard | Each | 8.0 | RESISTOR 100 OHMS 1 PERCENT .125 WATTS 100 VOLT 100 PPM TC 0805 PACKAGE | 18981-CRCW0805100RFKE 11962-RC0805FR-07100RL 00006-WCR0805LF1000F 05498-MC08051000FTW 06725-RK73H2ATTD1000F 02254-MCR10EZPF1000 | VISHAY YAGEO IRC RCD COMPONENTS INC. KOA ROHM | STE
4438 | 6 |  | R22-R25 | CTAOOC | 46-312792P41 | 3 | Standard | Each | 4.0 | RESISTOR 1M OHMS 1 % .125 WATTS | 18981-CRCW08051M00FKE 06725-RK73H2ATTD1004F 00006-WCR0805LF1004F 05498-MC08051004FTW | VISHAY KOA IRC RCD COMPONENTS INC. | STE
4439 | 6 |  | R11,R12,R37-R40,R43,R44,R53,R54,R65,R66 | CTAOOC | 46-312792P117 | 5 | Standard | Each | 12.0 | RESISTOR 3.16k OHMS 1 % .125 WATTS | 11962-RC0805FR-073K16L 00006-WCR0805LF3161F 05498-MC08053161FTW 18981-CRCW08053K16FKE 06725-RK73H2ATTD3161F 02254-MCR10EZPF3161 | YAGEO IRC RCD COMPONENTS INC. VISHAY KOA ROHM | STE
4440 | 6 |  | U2,U13 | CTAOOC | 2103629 | 2 | Standard | Each | 2.0 | ANALOG SWITCH AND MUX ANALOG MUX | 18981-DG408DY-E3 | VISHAY | STE
4441 | 6 |  | D1-D12 | CTAOOC | 46-315841P2 | 1 | Standard | Each | 12.0 | SEMICONDUCTOR:DIODE 75 VOLTS 200m AM HIGH CONDUCTANCE LOW LEAKAGE SOT-23 | 18846-BAS116LT1G | ON SEMICONDUCTOR | STE
4442 | 6 |  | R51 | CTAOOC | 46-312792P113 | 4 | Standard | Each | 1.0 | RESISTOR 2.37k OHMS 1 PERCENT .1 WATTS 100 VOLT 100 PPM TC 0805 PACKAGE | 02254-MCR10EZPF2371 07092-ERJ-6ENF2371V 00006-WCR0805LF2371F 11962-RC0805FR-072K37L 05498-MC0805-2371-FTW 18981-CRCW08052K37FKE 06725-RK73H2ATTP2371F 10302-RMCF 1/10 2.37K 1% 10302-RMCF0805FT2K37 | ROHM PANASONIC IRC YAGEO RCD COMPONENTS INC. VISHAY KOA SEI SEI | STE
4443 | 6 |  | U3 | CTAOOC | 2138960-2 | 1 | Restricted | Each | 1.0 | ANALOG SWITCH AND MUX ANALOG MUX 4-CHANNEL DIFFERENTIAL BREAK-BEFORE- MAKE ANALOG MUX SOP16 THIS PART HAS A SETTLING ACCURACY OF LESS THEN 10PPM AT 18 USEC USE 2138960 FOR STANDARD PART | 18981-DG409DY-E3 | VISHAY | STE
4444 | 6 |  | U4-U7,U9-U12 | CTAOOC | 2154023 | 2 | Standard | Each | 8.0 | INT DRIVER LIGN 26C31 SO16 .15 SMD | 00036-DS26C31TM NOPB 00495-AM26C31IDE4 00495-DS26C31TM NOPB | NATIONAL SEMICONDUCTOR TEXAS INSTRUMENTS TEXAS INSTRUMENTS | STE
4445 | 6 |  | AR1 | CTAOOC | 2110206-2 | 1 | Standard | Each | 1.0 | AMPLIFIER OP AMP LM324 QUAD AMPLIFIER_NEW QUAD LOW POWER DIFFERENTIAL INPUT OPERATIONAL AMPLIFIER LM324A 14-PIN DIP | 18846-LM324ADG | ON SEMICONDUCTOR | STE
4446 | 6 |  | U15 | CTAOOC | 2105421 | 1 | Restricted | Each | 1.0 | AMPLIFIER 2 EACH 2 PPM-DEG C 5.2 VOL SINGLE SUPPLY, RAIL TO RAIL LOW POWERFET-INPUT OP AMP | 01649-AD822BRZ | ANALOG DEVICES, INC. | STE
4447 | 6 |  | R56-R58,VR9-VR11 | CTAOOC | 2182276-6 | 1 | Not Recommended | Each | 6.0 | RESISTOR 5k OHMS 10 PERCENT 400m WATTS. WARNING: Unknown Whisker Risk | 00078-3362P-1-502LF 01667-25PR5KLF 18981-T73YE502K | BOURNS BI TECHNOLOGIES VISHAY | STE
4448 | 6 |  | VR1-VR3,VR5-VR7 | CTAOOC | 2182276-4 | 1 | Not Recommended | Each | 6.0 | RESISTOR 1k OHMS 10 PERCENT 400m WATTS. WARNING: Unknown Whisker Risk | 01667-25PR1KLF 18981-T73YE102K 00078-3362P-1-102LF | BI TECHNOLOGIES VISHAY BOURNS | STE
4449 | 6 |  | U1,U8 | CTAOOC | 2154024 | 2 | Standard | Each | 2.0 | INT RECEIV 26C32 SO16 .15 SMD | 00495-AM26C32IDE4 00036-DS26C32ATM NOPB 00495-DS26C32ATM NOPB | TEXAS INSTRUMENTS NATIONAL SEMICONDUCTOR TEXAS INSTRUMENTS | STE
4450 | 6 |  | C14-C17 | CTAOOC | 2187107-3 | 1 | Standard | Each | 4.0 | CAPACITOR FIXED .01u FARADS 50 VOLTS | 08390 C0805C103K5RAC 19214-08055C103KAT | KEMET AVX/KYOCERA | STE
4451 | 6 |  | C2-C13,C18-C25 | CTAOOC | 2187107-6 | 3 | Not Recommended | Each | 20.0 | CAPACITOR FIXED .1u FARADS 50 VOLTS | 08390 C0805C104K5RAC 07945-CL21B104KBCNNNC | KEMET SAMSUNG | STE
4452 | 6 |  | C31 | CTAOOC | 2183937-10 | 3 | Standard | Each | 1.0 | CAPA TANT 10UF 10% 25V 6032 | 08390-T491C106K025AT 08390-B45196H5106K30 18981-293D106X9025C2TE3 19214-TAJC106K025RNJ | KEMET KEMET VISHAY AVX/KYOCERA | STE
4453 | 6 |  | C28,C29 | CTAOOC | 2235239-22 | 2 | Standard | Each | 2.0 | CAPACITOR 1U, 10 PERCENT, 16V, CERAMIC, X7R, 0603 | 03041-C1608X7R1C105K 19214-0603YC105KAT2A 08390-C0603C105K4RAC 02862-GRM188R71C105KA12 03041-C1608X7R1C105K080AC | TDK AVX/KYOCERA KEMET MURATA TDK | STE
4454 | 6 |  | J82 | CTAOOC | 2256875-9 | 1 | Not Recommended | Each | 1.0 | CONNEC 4.2-5566 2X6C STR PLU-TIN+PEG. WARNING: Unknown Whisker Risk | 01525 39-29-9122 18996-1-794307-1 | MOLEX TE CONNECTIVITY | STE
4455 | 6 |  | C30 | CTAOOC | 2235239-6 | 2 | Standard | Each | 1.0 | CAPACITOR X7R 100NF 10% 16V 0603 | 08390 C0603C104K4RAC 18981-VJ0603Y104KXJ 11962-CC0603KRX7R7BB104 19214-0603YC104KAT | KEMET VISHAY YAGEO AVX/KYOCERA | STE
4456 | 6 |  | C1,C26,C27 | CTAOOC | 2378169 | 3 | Standard | Each | 3.0 | U6214CS CAPACITOR FIXED 100U FARADS | 07092-EEEHA1V101XP 06533-UWZ1V101MCL1GS 10220-EMVE350ADA101MF80G | PANASONIC NICHICON CORPORATION CHEMI-CON | STE
4457 | 6 |  | R26,R34 | CTAOOC | 2338941-17 | 3 | Restricted | Each | 2.0 | RESISTOR 15.8k OHMS .1 Percent 100m WATTS 0805 SMT CHIP 15 PPM DEG C | 05498-BLU0805-1582-BT10W 00006-PCF-W0805LF-12-1582-B 18981-TNPW080515K8BXE 06725-RN732ATTD1582B10 | RCD COMPONENTS INC. IRC VISHAY KOA | STE
4458 | 6 |  | DS1,DS2 | CTAOOC | 2279219-2 | 1 | Standard | Each | 2.0 | LED GREEN LTST-C190G 0603 SMD | 18802 AP1608SGC 00941 HSMG-C190 11520 LTST-C190GKT 09050 PG1111C | KINGBRIGHT AVAGO TECHNOLOGIES LITE-ON STANLEY ELECTRIC CO LTD | STE
4459 | 6 |  | Q2,Q4 | CTAOOC | 5118750 | 3 | Standard | Each | 2.0 | TRANSISTOR PNP MJD32C DPAK 100V 3A 15W | 00124-MJD32CT4 07643-MJD32CTF | ST MICROELECTRONICS FAIRCHILD | STE
4460 | 6 |  | Q1,Q3 | CTAOOC | 5118749 | 3 | Standard | Each | 2.0 | TRANSISTOR NPN MJD31C DPAK 100V 3A 15W | 00124-MJD31C 07643-MJD31CTF | ST MICROELECTRONICS FAIRCHILD | STE
4461 | 6 |  | CR1-CR10 | CTAOOC | 2408243-2 | 1 | Restricted | Each | 10.0 | DIODE, TVS, BIDIRECTIONAL, 350W PEAK, 13.3V VZ, 11A PEAK, GBLC12C, SOD323 PACKAGE | 10289-GBLC12C-LF | PROTEK DEVICES | STE
4462 | 6 |  | U14 | CTAOOC | 5138662 | 2 | Standard | Each | 1.0 | CONVERTER DAC, 12 BIT, 50KHZ, 2 PER PKG, 10-LEAD MINI SMALL OUTLINE MSOP RM-10 PACKAGE | 01649-AD5322BRMZ | ANALOG DEVICES | STE
4463 | 5 |  | Q2,Q4 | CTAOOC | 5118750 | 3 | Standard | Each | 2.0 | TRANSISTOR PNP MJD32C DPAK 100V 3A 15W | 00124-MJD32CT4 07643-MJD32CTF | ST MICROELECTRONICS FAIRCHILD | STE
4464 | 5 |  | U14 | CTAOOC | 5138662 | 2 | Standard | Each | 1.0 | CONVERTER DAC, 12 BIT, 50KHZ, 2 PER PKG, 10-LEAD MINI SMALL OUTLINE MSOP RM-10 PACKAGE | 01649-AD5322BRMZ | ANALOG DEVICES | STE
4465 | 5 |  | Q1,Q3 | CTAOOC | 5118749 | 3 | Standard | Each | 2.0 | TRANSISTOR NPN MJD31C DPAK 100V 3A 15W | 00124-MJD31C 07643-MJD31CTF | ST MICROELECTRONICS FAIRCHILD | STE
4466 | 5 |  | CR1-CR10 | CTAOOC | 2408243-2 | 1 | Restricted | Each | 10.0 | DIODE, TVS, BIDIRECTIONAL, 350W PEAK, 13.3V VZ, 11A PEAK, GBLC12C, SOD323 PACKAGE | 10289-GBLC12C-LF | PROTEK DEVICES | STE
4467 | 4 | 1 |  | CTAAssembly | 5444849 | 12 | Release | Each | 1.0 | Positioning Table Assembly |  |  | CCX
4468 | 5 | 27 |  | CTAComponent | C1213-M4C008-14 | 1 | Release | Each | 13.0 | GB_T 9074.8，M4x8mm，Grade 4.8 Steel，Zinc finish，RoHS Fastener | 25114-M4/8/PPSTPS/TC1/GB9074.8 | TR FORMAC SHANGHAI PTE LTD | HLE
4469 | 5 | 21 |  | CTAComponent | 1000-M12C040-04 | 2 | Release | Each | 8.0 | Hexagon Socket Head Cap Screw, M12-1.75, X40mm Long, Grade 8.8 Steel, Zinc Plated, RoHS Fastener | 11060-M12C40KCSC9Z6/912 20589-10948-03249 10487-1000-M12C040-04 | ANIXTER FASTENAL COMPANY OHTA | STM
4470 | 5 | 33 |  | CTAComponent | 2203-M8-07 | 3 | Release | Each | 8.0 | Curved Lock Washer, DIN 128A, M8, Spring Steel, Zinc Plated, RoHS Fastener | 20589-10948-04153 11060-M8NLOCSTMZT/128A | FASTENAL COMPANY ANIXTER | STM
4471 | 5 | 24 |  | CTAComponent | 1000-M8C030-04 | 3 | Release | Each | 4.0 | Hexagon Socket Head Cap Screw, M8-1.25, X30mm Long, Grade 8.8 Steel, Zinc Plated, RoHS Fastener | 11060-M8C30KCSC9Z6/912 20589-ZS2580030ZP0000 24140-M8/30/SOHTCS/TC1D/DIN912 10487-1000-M8C030-04 | ANIXTER FASTENAL COMPANY TR FORMAC DIV OF TR FASTENINGS OHTA | STM
4472 | 5 | 5 |  | CTAComponent | 5449191 | 1 | Release | Each | 1.0 | Belt Polymax |  |  | HLE
4473 | 5 | 7 |  | CTAAssembly | 5446768 | 2 | Release | Each | 1.0 | Back Base Cover |  |  | HLE
4474 | 6 | 4 |  | CTAComponent | 5440486 | 1 | Release | Each | 1.0 | Cover For Protecting Mouse |  |  | HLE
4475 | 6 | 1 |  | CTAComponent | 5456417 | 2 | Release | Each | 1.0 | Back Base Cover I |  |  | HLE
4476 | 6 | 3 |  | CTAComponent | 5449842 | 1 | Release | Each | 1.0 | Joint Board |  |  | HLE
4477 | 6 | 2 |  | CTAComponent | 5444522 | 1 | Release | Each | 1.0 | Back Base Cover II |  |  | HLE
4478 | 6 | 5 |  | CTAComponent | C1213-M3C006-14 | 1 | Release | Each | 2.0 | GB_T 9074.8，M3x6mm，Grade 4.8 Steel，Zinc finish，RoHS Fastener | 25114-M3/6/PPSTPS/TC1/GB9074.8 | TR FORMAC SHANGHAI PTE LTD | HLE
4479 | 5 | 9 |  | CTAComponent | 5439529 | 3 | Release | Each | 1.0 | Middle Base Cover |  |  | HLE
4480 | 5 | 8 |  | CTAAssembly | 5459260 | 1 | Release | Each | 1.0 | Front Base Cover |  |  | HLE
4481 | 6 | 2 |  | CTAComponent | 5441341 | 1 | Release | Each | 1.0 | Front Base Cover II |  |  | HLE
4482 | 6 | 1 |  | CTAComponent | 5447803 | 2 | Release | Each | 1.0 | Front Base Cover I |  |  | HLE
4483 | 5 | 6 |  | CTAAssembly | 5460821 | 4 | Release | Each | 1.0 | Electric Control Unit |  |  | CCX
4484 | 6 | 13 |  | CTAComponent | 5436979 | 1 | Release | Each | 1.0 | PS800R table power relay |  |  | HLE
4485 | 6 | 6 |  | CTAComponent | 5440286 | 2 | Release | Each | 1.0 | terminal board |  |  | CCX
4486 | 6 | 5 |  | CTAAssembly | 5447579 | 1 | Release | Each | 1.0 | Transducer Cover For 1100W |  |  | CCX
4487 | 7 | 1 |  | CTAComponent | 5462461 | 1 | Release | Each | 1.0 | Shield box for 1100W |  |  | CCX
4488 | 7 | 3 |  | CTAComponent | C1213-M3C006-14 | 1 | Release | Each | 6.0 | GB_T 9074.8，M3x6mm，Grade 4.8 Steel，Zinc finish，RoHS Fastener | 25114-M3/6/PPSTPS/TC1/GB9074.8 | TR FORMAC SHANGHAI PTE LTD | HLE
4489 | 7 | 2 |  | CTAComponent | 5459448 | 1 | Release | Each | 1.0 | Cover piece for 1100W |  |  | CCX
4490 | 6 | 7 |  | CTAComponent | 5454576 | 2 | Release | Each | 1.0 | Transformer |  |  | CCX
4491 | 6 | 3 |  | CTAAssembly | 5453702 | 1 | Release | Each | 1.0 | Transducer Cover For 750W |  |  | CCX
4492 | 7 | 2 |  | CTAComponent | 5460992 | 1 | Release | Each | 1.0 | Cover piece for 750W |  |  | CCX
4493 | 7 | 3 |  | CTAComponent | C1213-M3C006-14 | 1 | Release | Each | 4.0 | GB_T 9074.8，M3x6mm，Grade 4.8 Steel，Zinc finish，RoHS Fastener | 25114-M3/6/PPSTPS/TC1/GB9074.8 | TR FORMAC SHANGHAI PTE LTD | HLE
4494 | 7 | 1 |  | CTAComponent | 5438148 | 1 | Release | Each | 1.0 | Shield Box For 750W |  |  | CCX
4495 | 6 | 9 |  | CTAComponent | 5168929 | 1 | Release | Each | 3.0 | copper socket |  |  | HLE
4496 | 6 | 15 |  | CTAComponent | 5462293 | 2 | Release | Each | 1.0 | Switch Power |  |  | CCX
4497 | 6 | 12 |  | CTAComponent | 5457946 | 1 | Release | Each | 9.0 | RICHCO FTH-7A1-RT FLAT TIE HOLDER 25.4x25.4x7.1mm, ACCOMODATES 5x2mm |  |  | HLE
4498 | 6 | 8 |  | CTAComponent | 5462129 | 2 | Release | Each | 1.0 | Switch power |  |  | CCX
4499 | 6 | 11 |  | CTAComponent | 5462290 | 1 | Release | Each | 1.0 | Copper Ground Bar |  |  | CCX
4500 | 6 | 10 |  | CTAComponent | 5457748 | 1 | Release | Each | 1.0 | Bracket for Copper Termination |  |  | CCX
4501 | 6 | 16 |  | CTAComponent | 1007-M4C012-14 | 1 | Release | Each | 5.0 | Phillips Pan Head Screw, ISO 7045, M4-0.7, X12mm Long, Grade 4.8 Steel, Zinc Plated, RoHS Fastener | 20589-10948-03571 11060-M4C12MXPSTZ6/7985 | FASTENAL COMPANY ANIXTER | STM
4502 | 6 | 17 |  | CTAComponent | 1007-M6C012-14 | 1 | Release | Each | 1.0 | Phillips Pan Head Screw, ISO 7045, M6-1, X12mm Long, Grade 4.8 Steel, Zinc Plated, RoHS Fastener | 20589-10948-03583 11060-M6C12MXPSTZ6/7985 | FASTENAL COMPANY ANIXTER | STM
4503 | 6 | 18 |  | CTAComponent | 1010-M4C006-14 | 2 | Release | Each | 9.0 | Phillips Flat Head Screw, ISO 7046, M4-0.7, X6mm Long, Grade 4.8 Steel, Zinc Plated, RoHS Fastener | 11060-M4C6MXFSTZ6/965A A0996-BN 388 M4-0.7 x 6mm CR6+FREE 12217-25030-109 | ANIXTER BOSSARD MIDWEST PRODUCTS & ENGINEERING | STM
4504 | 6 | 14 |  | CTAComponent | 5492790 | 1 | Release | Each | 1.0 | Transform Cover |  |  | CCX
4505 | 6 | 1 |  | CTAAssembly | 5492643 | 1 | Release | Each | 1.0 | Base Board welding For Electric Control Unit |  |  | CCX
4506 | 7 | 2 |  | CTAComponent | 5492644 | 1 | Release | Each | 1.0 | Connection board |  |  | CCX
4507 | 7 | 1 |  | CTAComponent | 5452884 | 1 | Release | Each | 1.0 | Base Board For Electric Control Unit |  |  | CCX
4508 | 6 | 26 |  | CTAComponent | 5445416-3 | 1 | Release | Each | 2.0 | AVID PRODUCTS STEEL P-CLAMP or R-clamp DIA7.9, WIDE9.7,19243 SCP-5-323-203 |  |  | HLE
4509 | 6 | 24 |  | CTAComponent | 5438742 | 2 | Release | Each | 5.0 | Fuse Holder |  |  | CCX
4510 | 6 | 25 |  | CTAComponent | 5445416-2 | 1 | Release | Each | 2.0 | AVID PRODUCTS STEEL P-CLAMP or R-clamp DIA6.4, WIDE9.7, 19243-SCP-4-323-203 |  |  | HLE
4511 | 6 | 23 |  | CTAComponent | 2000-M6-03 | 3 | Release | Each | 1.0 | Flat Washer, ISO7089, M6, Steel 200HV, Zinc Plated, RoHS Fastener | 20589-10948-03457 10487-2000-M6-03 11060-M6NWSFSTZ6/125ATP 24140-M6/-/PWSTWA/TC1/DIN125 | FASTENAL COMPANY OHTA ANIXTER TR FORMAC DIV OF TR FASTENINGS | STM
4512 | 6 | 19 |  | CTAComponent | C1213-M4C008-14 | 1 | Release | Each | 43.0 | GB_T 9074.8，M4x8mm，Grade 4.8 Steel，Zinc finish，RoHS Fastener | 25114-M4/8/PPSTPS/TC1/GB9074.8 | TR FORMAC SHANGHAI PTE LTD | HLE
4513 | 6 | 20 |  | CTAComponent | C1213-M4C012-14 | 1 | Release | Each | 8.0 | GB_T 9074.8，M4x12mm，Grade 4.8 Steel，Zinc finish，RoHS Fastener | 25114-M4/12/PPSTPS/TC1/GB9074.8 | TR FORMAC SHANGHAI PTE LTD | HLE
4514 | 6 | 22 |  | CTAComponent | C1213-M3C010-14 | 1 | Release | Each | 2.0 | GB_T 9074.8，M3x10mm，Grade 4.8 Steel，Zinc finish，RoHS Fastener | 25114-M3/10/PPSTPS/TC1/GB9074.8 | TR FORMAC SHANGHAI PTE LTD | HLE
4515 | 6 | 21 |  | CTAComponent | C1213-M4C025-14 | 1 | Release | Each | 2.0 | GB_T 9074.8，M4x25mm，Grade 4.8 Steel，Zinc finish，RoHS Fastener | 25114-M4/25/PPSTPS/TC1/GB9074.8 | TR FORMAC SHANGHAI PTE LTD | HLE
4516 | 6 | 2 |  | ECCCollectorPart | 5476828 | 3 | Release | Each | 1.0 | PT800+ tube frequency inverter collector |  |  | HLE
4517 | 7 |  | f1 | CTAComponent | 5458335 | 1 | Release | Each | 1.0 | PT800+ tube frequency inverter |  |  | HLE
4518 | 6 | 4 |  | ECCCollectorPart | 5476829 | 4 | Release | Each | 1.0 | PT800+ tilt frequency inverter collector |  |  | HLE
4519 | 7 |  | f3 | CTAComponent | 5462131 | 1 | Release | Each | 1.0 | PT800+ tilt frequency inverter |  |  | HLE
4520 | 5 | 4 |  | CTAAssembly | 5445977 | 4 | Release | Each | 1.0 | Tilting Motor Assembly |  |  | CCX
4521 | 6 | 8 |  | CTAComponent | 1006-M8C020-04 | 2 | Release | Each | 4.0 | Hexagon Head Screw, ISO 4017, M8-1.25, X20mm Long, Grade 8.8 Steel, Zinc Plated, RoHS Fastener | 20589-10948-03861 11060-M8C20HCSC9Z6/933 A0996-BN 56 M8 x 20mm CR6+FREE 24140-M8/20/HHHTMC/TC1/GB5783 | FASTENAL COMPANY ANIXTER BOSSARD TR FORMAC DIV OF TR FASTENINGS | STM
4522 | 6 | 9 |  | CTAComponent | 1006-M8C030-04 | 2 | Release | Each | 4.0 | Hexagon Head Screw, ISO 4017, M8-1.25, X30mm Long, Grade 8.8 Steel, Zinc Plated, RoHS Fastener | 11060-M8C30HCSC9Z6/933 20589-10948-03863 A0996-BN 56 M8 x 30mm CR6+FREE 24140-M8/30/HHHTMC/TC1/GB5783 | ANIXTER FASTENAL COMPANY BOSSARD TR FORMAC DIV OF TR FASTENINGS | STM
4523 | 6 | 12 |  | CTAComponent | 1000-M8C080-04 | 1 | Release | Each | 1.0 | Hexagon Socket Head Cap Screw, M8-1.25, X80mm Long, Grade 8.8 Steel, Zinc Plated, RoHS Fastener | 10487-1000-M8C080-04 | OHTA | STM
4524 | 6 | 13 |  | CTAComponent | 2000-M8-03 | 2 | Release | Each | 9.0 | Flat Washer, ISO7089, M8, Steel 200HV, Zinc Plated, RoHS Fastener | 11060-M8NWSFSTZ6/125ATP 20589-10948-03458 25114-2000-M8-03 | ANIXTER FASTENAL COMPANY TR FORMAC SHANGHAI PTE LTD | STM
4525 | 6 | 14 |  | CTAComponent | 2203-M8-07 | 3 | Release | Each | 4.0 | Curved Lock Washer, DIN 128A, M8, Spring Steel, Zinc Plated, RoHS Fastener | 20589-10948-04153 11060-M8NLOCSTMZT/128A | FASTENAL COMPANY ANIXTER | STM
4526 | 6 | 11 |  | CTAComponent | 1040-M5C008-27 | 2 | Release | Each | 2.0 | Hexagon Set Screw with Cup Point, M5-0.8, X8mm Long, Grade 45H Steel, Black Oxide RoHS Fastener | A0996-1032496 11060-M5C8KKCA1/916 20589-10948-04197 24140-M5/8/HSHTPC/BO1 | BOSSARD ANIXTER FASTENAL COMPANY TR FORMAC DIV OF TR FASTENINGS | STM
4527 | 6 | 7 |  | CTAComponent | 5439532 | 1 | Release | Each | 1.0 | U Pressing Board |  |  | CCX
4528 | 6 | 3 |  | CTAComponent | 5441943 | 1 | Release | Each | 4.0 | rubber washer |  |  | CCX
4529 | 6 | 5 |  | CTAComponent | 5438730 | 1 | Release | Each | 1.0 | 1100W Motor Belt Wheel |  |  | CCX
4530 | 6 | 17 |  | CTAComponent | 5436665 | 1 | Release | Each | 1.0 | Press Spring |  |  | CCX
4531 | 6 | 15 |  | CTAComponent | 5445416-2 | 1 | Release | Each | 1.0 | AVID PRODUCTS STEEL P-CLAMP or R-clamp DIA6.4, WIDE9.7, 19243-SCP-4-323-203 |  |  | HLE
4532 | 6 | 1 |  | CTAAssembly | 5455380 | 1 | Release | Each | 1.0 | Tilting Motor Base Board Welding Assembly |  |  | CCX
4533 | 7 | 2 |  | CTAComponent | 5461015 | 1 | Release | Each | 1.0 | Tilting Motor Base Board |  |  | CCX
4534 | 7 | 1 |  | CTAComponent | 5436892 | 1 | Release | Each | 1.0 | Spring Stopper |  |  | CCX
4535 | 6 | 2 |  | CTAAssembly | 5445173 | 1 | Release | Each | 1.0 | Titling Motor Slide Board Welding |  |  | CCX
4536 | 7 | 2 |  | CTAComponent | 5461014 | 1 | Release | Each | 1.0 | U block |  |  | CCX
4537 | 7 | 3 |  | CTAComponent | 3000-M8C-04 | 1 | Release | Each | 5.0 | Hexagon Nut, ISO4032, M8-1.25, Grade 8 Steel, Zinc Plated, RoHS Fastener | 20589-10948-03689 11060-M8CNFHSTZ6/934 | FASTENAL COMPANY ANIXTER | STM
4538 | 7 | 1 |  | CTAComponent | 5443767 | 1 | Release | Each | 1.0 | Titling Motor Slide Board |  |  | CCX
4539 | 6 | 10 |  | CTAComponent | C1213-M4C012-14 | 1 | Release | Each | 4.0 | GB_T 9074.8，M4x12mm，Grade 4.8 Steel，Zinc finish，RoHS Fastener | 25114-M4/12/PPSTPS/TC1/GB9074.8 | TR FORMAC SHANGHAI PTE LTD | HLE
4540 | 6 | 16 |  | CTAComponent | 5492575 | 1 | Release | Each | 2.0 | OD24 x H15MM |  |  | CCX
4541 | 6 | 4 |  | CTAComponent | 5460237 | 2 | Release | Each | 1.0 | PT800+ 1100W Motor |  |  | HLE
4542 | 5 | 32 |  | CTAComponent | 2203-M12-07 | 3 | Release | Each | 8.0 | Curved Lock Washer, DIN 128A, M12, Spring Steel, Zinc Plated, RoHS Fastener | 20589-10948-04155 11060-M12NLOCSTMZT/128A | FASTENAL COMPANY ANIXTER | STM
4543 | 5 | 2 |  | CTAAssembly | 5444314 | 4 | Release | Each | 1.0 | Cassette |  |  | CCX
4544 | 6 | 7 |  | CTAComponent | 1010-M4C006-14 | 2 | Release | Each | 11.0 | Phillips Flat Head Screw, ISO 7046, M4-0.7, X6mm Long, Grade 4.8 Steel, Zinc Plated, RoHS Fastener | 11060-M4C6MXFSTZ6/965A A0996-BN 388 M4-0.7 x 6mm CR6+FREE 12217-25030-109 | ANIXTER BOSSARD MIDWEST PRODUCTS & ENGINEERING | STM
4545 | 6 | 6 |  | CTAComponent | 1007-M4C010-14 | 2 | Release | Each | 7.0 | Phillips Pan Head Screw, ISO 7045, M4-0.7, X10mm Long, Grade 4.8 Steel, Zinc Plated, RoHS Fastener | 11060-M4C10MXPSTZ6/7985 20589-10948-03570 24140-M4/10/PPSTMC/TC1/ISO7045 | ANIXTER FASTENAL COMPANY TR FORMAC DIV OF TR FASTENINGS | STM
4546 | 6 | 5 |  | CTAComponent | 5457946 | 1 | Release | Each | 3.0 | RICHCO FTH-7A1-RT FLAT TIE HOLDER 25.4x25.4x7.1mm, ACCOMODATES 5x2mm |  |  | HLE
4547 | 6 | 1 |  | CTAAssembly | 5454751 | 1 | Release | Each | 1.0 | Cassette frame |  |  | CCX
4548 | 7 | 1 |  | CTAAssembly | 5448638 | 1 | Release | Each | 1.0 | Cassette base |  |  | CCX
4549 | 8 | 1 |  | CTAAssembly | 5460243 | 1 | Release | Each | 1.0 | Cassette bottom |  |  | CCX
4550 | 9 | 2 |  | CTAComponent | 5436100 | 1 | Release | Each | 1.0 | II bracket |  |  | CCX
4551 | 9 | 3 |  | CTAComponent | 5442983 | 1 | Release | Each | 2.0 | II bracket rib |  |  | CCX
4552 | 9 | 1 |  | CTAComponent | 5491734 | 1 | Release | Each | 1.0 | Cassette housing bottom cover |  |  | CCX
4553 | 9 | 5 |  | CTAAssembly | 5438950 | 1 | Release | Each | 1.0 | Cassette bottom frame |  |  | CCX
4554 | 10 | 2 |  | CTAComponent | 5457203 | 1 | Release | Each | 1.0 | Cassette frame top beam |  |  | CCX
4555 | 10 | 3 |  | CTAComponent | 5442174 | 1 | Release | Each | 1.0 | Cassette frame foot beam |  |  | CCX
4556 | 10 | 1 |  | CTAComponent | 5446206 | 1 | Release | Each | 3.0 | Cassette frame left beam |  |  | CCX
4557 | 10 | 5 |  | CTAComponent | 5453940 | 1 | Release | Each | 2.0 | Cassette frame rib |  |  | CCX
4558 | 10 | 6 |  | CTAComponent | 5454752 | 1 | Release | Each | 4.0 | Cassette install nut |  |  | CCX
4559 | 10 | 4 |  | CTAComponent | 5453097 | 1 | Release | Each | 2.0 | Colum install base |  |  | CCX
4560 | 9 | 4 |  | CTAComponent | 5449390 | 1 | Release | Each | 4.0 | Bolt |  |  | CCX
4561 | 8 | 3 |  | CTAComponent | 5447808 | 1 | Release | Each | 2.0 | Cassette beam cover |  |  | CCX
4562 | 8 | 2 |  | CTAAssembly | 5495565 | 1 | Release | Each | 1.0 | Cassette top cover assembly |  |  | CCX
4563 | 9 | 2 |  | CTAComponent | 5457202 | 1 | Release | Each | 4.0 | Grid bracket |  |  | CCX
4564 | 9 | 1 |  | CTAComponent | 5491733 | 1 | Release | Each | 1.0 | Cassette housing top cover |  |  | CCX
4565 | 7 | 4 |  | CTAComponent | 2000-M4-03 | 3 | Release | Each | 10.0 | FLAT WASHER - NORMAL SERIES, ISO 7089, M4 CLASS 200H STEEL, ZINC PLATED RoHS FASTENER | 24140-M4/-/PWSTWA/TC1/DIN125 10487-2000-M4-03 A0996-BN 343 M4 CR6+FREE 24432-11103691 11060-M4NWSFSTZ6/125ATP | TR FORMAC DIV OF TR FASTENINGS OHTA BOSSARD FASTENAL ANIXTER | STM
4566 | 7 | 3 |  | CTAComponent | 1007-M4C016-14 | 1 | Release | Each | 10.0 | Phillips Pan Head Screw, ISO 7045, M4-0.7, X16mm Long, Grade 4.8 Steel, Zinc Plated, RoHS Fastener | 20589-10948-03572 11060-M4C16MXPSTZ6/7985 | FASTENAL COMPANY ANIXTER | STM
4567 | 7 | 2 |  | CTAComponent | 5442982 | 1 | Release | Each | 2.0 | Tray rail |  |  | CCX
4568 | 7 | 5 |  | CTAComponent | C2106-M4-02 | 3 | Release | Each | 10.0 | Spring Lock Washer, M4, Zinc plated, Rohs Fastener | 24140-C2106-M4-02 | TR FORMAC DIV OF TR FASTENINGS | HLE
4569 | 6 | 3 |  | CTAComponent | 5442173 | 1 | Release | Each | 1.0 | Cassette bottom cover |  |  | CCX
4570 | 6 | 8 |  | CTAComponent | 2000-M4-03 | 3 | Release | Each | 7.0 | FLAT WASHER - NORMAL SERIES, ISO 7089, M4 CLASS 200H STEEL, ZINC PLATED RoHS FASTENER | 24140-M4/-/PWSTWA/TC1/DIN125 10487-2000-M4-03 A0996-BN 343 M4 CR6+FREE 24432-11103691 11060-M4NWSFSTZ6/125ATP | TR FORMAC DIV OF TR FASTENINGS OHTA BOSSARD FASTENAL ANIXTER | STM
4571 | 6 | 9 |  | CTAComponent | C2106-M4-02 | 3 | Release | Each | 7.0 | Spring Lock Washer, M4, Zinc plated, Rohs Fastener | 24140-C2106-M4-02 | TR FORMAC DIV OF TR FASTENINGS | HLE
4572 | 6 | 4 |  | CTAAssembly | 5495566 | 1 | Release | Each | 4.0 | Grid limiter |  |  | CCX
4573 | 7 | 2 |  | CTAComponent | 5491737 | 1 | Release | Each | 1.0 | Grid limiter buffer |  |  | CCX
4574 | 7 | 1 |  | CTAComponent | 5491736 | 1 | Release | Each | 1.0 | Grid limiter plate |  |  | CCX
4575 | 6 | 2 |  | CTAAssembly | 5491735 | 1 | Release | Each | 1.0 | Tray switch assembly |  |  | CCX
4576 | 7 | 3 |  | CTAComponent | 5436678 | 1 | Release | Each | 1.0 | MICRO SWITCH |  |  | HLE
4577 | 7 | 4 |  | CTAComponent | 5453710 | 2 | Release | Each | 1.0 | MICRO SWITCH |  |  | HLE
4578 | 7 | 5 |  | CTAComponent | 1007-M3C016-14 | 1 | Release | Each | 2.0 | Phillips Pan Head Screw, ISO 7045, M3-0.5, X16mm Long, Grade 4.8 Steel, Zinc Plated, RoHS Fastener | 20589-10948-03567 11060-M3C16MXPSTZ6/7985 | FASTENAL COMPANY ANIXTER | STM
4579 | 7 | 2 |  | CTAComponent | 5453099 | 1 | Release | Each | 1.0 | Buffer pad |  |  | CCX
4580 | 7 | 7 |  | CTAComponent | 2106-M3-05 | 2 | Release | Each | 2.0 | Spring Lock Washer with Flat Ends JIS B1251, M3, Spring Steel, Zinc Plated, Rohs Fastener | 24140-MEP M3/SPSTWA/TC1D/JIS B1251 | TR FORMAC DIV OF TR FASTENINGS | STM
4581 | 7 | 6 |  | CTAComponent | 2000-M3-03 | 2 | Release | Each | 2.0 | WASHER PLAIN - LARGE 3.2 MM 7 MM , HV200, Steel, Zinc plate RoHS Washer | 10487-2000-M3-03 23983-6083737 24140-200-M3-03 | OHTA BOSSARD CHINA TR FORMAC DIV OF TR FASTENINGS | STM
4582 | 7 | 8 |  | CTAComponent | 5442753 | 1 | Release | Each | 1.0 | insulation sheet |  |  | CCX
4583 | 7 | 1 |  | CTAComponent | 5498229 | 1 | Release | Each | 1.0 | Tray switch holder |  |  | CCX
4584 | 5 | 1 |  | CTAAssembly | 5450426 | 4 | Release | Each | 1.0 | Table Base Assembly |  |  | CCX
4585 | 6 | 5 |  | CTAAssembly | 5445966 | 1 | Release | Each | 1.0 | Slide frame |  |  | CCX
4586 | 7 | 2 |  | CTAComponent | 5455609 | 1 | Release | Each | 1.0 | Slide frame foot beam |  |  | CCX
4587 | 7 | 3 |  | CTAComponent | 5449849 | 1 | Release | Each | 2.0 | Slide frame top beam |  |  | CCX
4588 | 7 | 1 |  | CTAComponent | 5440506 | 1 | Release | Each | 1.0 | Slide frame right beam |  |  | CCX
4589 | 7 | 7 |  | CTAComponent | 5438178 | 1 | Release | Each | 3.0 | Rib |  |  | CCX
4590 | 7 | 4 |  | CTAComponent | 5457201 | 1 | Release | Each | 2.0 | Slide frame left beam |  |  | CCX
4591 | 7 | 5 |  | CTAComponent | 5454750 | 1 | Release | Each | 4.0 | Cassette holder |  |  | CCX
4592 | 7 | 6 |  | CTAComponent | 5450650 | 1 | Release | Each | 1.0 | Roller bracket |  |  | CCX
4593 | 7 | 9 |  | CTAComponent | 5462486 | 1 | Release | Each | 2.0 | Horizontal bearing bracket holder |  |  | CCX
4594 | 7 | 11 |  | CTAComponent | 5491738 | 1 | Release | Each | 4.0 | Cassette housing mounting rib |  |  | CCX
4595 | 7 | 10 |  | CTAComponent | 5437398 | 1 | Release | Each | 1.0 | Chain bracket |  |  | CCX
4596 | 7 | 8 |  | CTAComponent | 5448637 | 1 | Release | Each | 2.0 | Vertical bearing bracket holder |  |  | CCX
4597 | 6 | 1 |  | CTAAssembly | 5451214 | 1 | Release | Each | 1.0 | Base Assembly |  |  | CCX
4598 | 7 | 1 |  | CTAAssembly | 5456956 | 1 | Release | Each | 1.0 | Base Welding Assembly |  |  | CCX
4599 | 8 | 2 |  | CTAComponent | 5440482 | 1 | Release | Each | 1.0 | Dustpan Cover |  |  | CCX
4600 | 8 | 4 |  | CTAComponent | 5444519 | 1 | Release | Each | 1.0 | Middle Reinforce Board |  |  | CCX
4601 | 8 | 3 |  | CTAComponent | 5443738 | 1 | Release | Each | 1.0 | Front Reinforce Board |  |  | CCX
4602 | 8 | 1 |  | CTAComponent | 5436072 | 1 | Release | Each | 2.0 | Bottom Reinforce Board |  |  | CCX
4603 | 8 | 6 |  | CTAComponent | 5447787 | 1 | Release | Each | 1.0 | Triangle board |  |  | CCX
4604 | 8 | 8 |  | CTAComponent | 5457943 | 1 | Release | Each | 1.0 | Rear wall board |  |  | CCX
4605 | 8 | 7 |  | CTAComponent | 5452248 | 1 | Release | Each | 1.0 | Bottom board |  |  | CCX
4606 | 8 | 5 |  | CTAComponent | 5446179 | 1 | Release | Each | 1.0 | Front Wall Board |  |  | CCX
4607 | 7 | 4 |  | CTAComponent | 5453693 | 1 | Release | Each | 1.0 | bush |  |  | CCX
4608 | 7 | 6 |  | CTAComponent | 1000-M8C030-04 | 3 | Release | Each | 2.0 | Hexagon Socket Head Cap Screw, M8-1.25, X30mm Long, Grade 8.8 Steel, Zinc Plated, RoHS Fastener | 11060-M8C30KCSC9Z6/912 20589-ZS2580030ZP0000 24140-M8/30/SOHTCS/TC1D/DIN912 10487-1000-M8C030-04 | ANIXTER FASTENAL COMPANY TR FORMAC DIV OF TR FASTENINGS OHTA | STM
4609 | 7 | 5 |  | CTAComponent | 5456189 | 1 | Release | Each | 1.0 | PRESSING PLATE |  |  | CCX
4610 | 7 | 3 |  | CTAComponent | 5444316 | 1 | Release | Each | 1.0 | WASHER CIRCLE |  |  | CCX
4611 | 7 | 2 |  | CTAAssembly | 5453700 | 1 | Release | Each | 1.0 | Cable Clamp Assembly |  |  | CCX
4612 | 8 | 2 |  | CTAComponent | 5443740 | 1 | Release | Each | 1.0 | Base For Cable Clamp |  |  | CCX
4613 | 8 | 1 |  | CTAComponent | C1213-M4C012-14 | 1 | Release | Each | 2.0 | GB_T 9074.8，M4x12mm，Grade 4.8 Steel，Zinc finish，RoHS Fastener | 25114-M4/12/PPSTPS/TC1/GB9074.8 | TR FORMAC SHANGHAI PTE LTD | HLE
4614 | 8 | 3 |  | CTAComponent | 5446762 | 1 | Release | Each | 1.0 | Cover For Cable Clamp |  |  | CCX
4615 | 7 | 9 |  | CTAComponent | 1010-M4C012-14 | 2 | Release | Each | 6.0 | Phillips Flat Head Screw, ISO 7046, M4-0.7, X12mm Long, Grade 4.8 Steel, Zinc Plated, RoHS Fastener | 11060-M4C12MXFSTZ6/965A 20589-10948-03509 24140-M4/12/KPSTMC/TC1/DIN965 | ANIXTER FASTENAL COMPANY TR FORMAC DIV OF TR FASTENINGS | STM
4616 | 7 | 10 |  | CTAComponent | 2000-M10-03 | 2 | Release | Each | 2.0 | Flat Washer, ISO7089, M10, Steel 200HV, Zinc Plated, RoHS Fastener | 20589-10948-03459 11060-M10NWSFSTZ6/125ATP 10487-2000-M10-03 | FASTENAL COMPANY ANIXTER OHTA | STM
4617 | 7 | 8 |  | CTAComponent | C1213-M4C030-14 | 1 | Release | Each | 4.0 | GB_T 9074.8，M4x30mm，Grade 4.8 Steel，Zinc finish，RoHS Fastener | 25114-M4/30/PPSTPS/TC1/GB9074.8 | TR FORMAC SHANGHAI PTE LTD | HLE
4618 | 7 | 7 |  | CTAComponent | 1007-M4C012-14 | 1 | Release | Each | 4.0 | Phillips Pan Head Screw, ISO 7045, M4-0.7, X12mm Long, Grade 4.8 Steel, Zinc Plated, RoHS Fastener | 20589-10948-03571 11060-M4C12MXPSTZ6/7985 | FASTENAL COMPANY ANIXTER | STM
4619 | 7 | 14 |  | CTAComponent | 5492688 | 1 | Release | Each | 1.0 | GB_T93-1987, M18, Grade Normal Steel, Black Oxide finish, RoHS Fastener |  |  | CCX
4620 | 7 | 15 |  | CTAComponent | 5492689 | 1 | Release | Each | 2.0 | GB_T93-1987, M20, Grade Normal Steel, Black Oxide finish, RoHS Fastener |  |  | CCX
4621 | 7 | 12 |  | CTAComponent | 2000-M8-03 | 2 | Release | Each | 2.0 | Flat Washer, ISO7089, M8, Steel 200HV, Zinc Plated, RoHS Fastener | 11060-M8NWSFSTZ6/125ATP 20589-10948-03458 25114-2000-M8-03 | ANIXTER FASTENAL COMPANY TR FORMAC SHANGHAI PTE LTD | STM
4622 | 7 | 13 |  | CTAComponent | 2203-M10-07 | 2 | Release | Each | 2.0 | Curved Lock Washer, DIN 128A, M10, Spring Steel, Zinc Plated, RoHS Fastener | 20589-10948-04154 11060-M10NLOCSTZ6/128A | FASTENAL COMPANY ANIXTER | STM
4623 | 7 | 11 |  | CTAComponent | 2000-M20-03 | 1 | Release | Each | 2.0 | Flat Washer, ISO7089, M20, Steel 200HV, Zinc Plated, RoHS Fastener | 20589-10948-04411 11060-M20NWSFSTZ6/125ATH | FASTENAL COMPANY ANIXTER | STM
4624 | 7 | 18 |  | CTAComponent | 5444317 | 1 | Release | Each | 2.0 | CAM FOLLOWER CF10BUUR IKO |  |  | CCX
4625 | 7 | 17 |  | CTAComponent | 5457946 | 1 | Release | Each | 6.0 | RICHCO FTH-7A1-RT FLAT TIE HOLDER 25.4x25.4x7.1mm, ACCOMODATES 5x2mm |  |  | HLE
4626 | 7 | 16 |  | CTAComponent | 2203-M8-07 | 3 | Release | Each | 2.0 | Curved Lock Washer, DIN 128A, M8, Spring Steel, Zinc Plated, RoHS Fastener | 20589-10948-04153 11060-M8NLOCSTMZT/128A | FASTENAL COMPANY ANIXTER | STM
4627 | 7 | 20 |  | CTAComponent | 5456958 | 1 | Release | Each | 1.0 | CAM FOLLOWER CFE18VBUUR IKO |  |  | CCX
4628 | 7 | 19 |  | CTAComponent | 5462283 | 1 | Release | Each | 2.0 | CAM FOLLOWER CF20BUUR IKO |  |  | CCX
4629 | 6 | 4 |  | CTAAssembly | 5445967 | 1 | Release | Each | 1.0 | Vertical bearing top limiter |  |  | CCX
4630 | 7 | 1 |  | CTAComponent | 1040-M6C010-27 | 1 | Release | Each | 1.0 | Hexagon Set Screw with Cup Point, M6-1, X10mm Long, Grade 45H Steel, Black Oxide RoHS Fastener | 11060-M6C10KKCST/916 A0996-1032704 20589-10948-04201 | ANIXTER BOSSARD FASTENAL COMPANY | STM
4631 | 7 | 3 |  | CTAComponent | 5455605 | 1 | Release | Each | 1.0 | CAM FOLLOWER CF18BUU IKO |  |  | CCX
4632 | 7 | 4 |  | CTAComponent | 5456425 | 1 | Release | Each | 1.0 | Vertical bearing top limiter bracket |  |  | CCX
4633 | 7 | 2 |  | CTAComponent | 5456958 | 1 | Release | Each | 1.0 | CAM FOLLOWER CFE18VBUUR IKO |  |  | CCX
4634 | 6 | 3 |  | CTAAssembly | 5437173 | 1 | Release | Each | 1.0 | Gear Box Of Table Rotation |  |  | CCX
4635 | 7 | 2 |  | CTAComponent | 5457743 | 1 | Release | Each | 1.0 | Base Belt Wheel |  |  | CCX
4636 | 7 | 4 |  | CTAComponent | 1040-M5C008-27 | 2 | Release | Each | 1.0 | Hexagon Set Screw with Cup Point, M5-0.8, X8mm Long, Grade 45H Steel, Black Oxide RoHS Fastener | A0996-1032496 11060-M5C8KKCA1/916 20589-10948-04197 24140-M5/8/HSHTPC/BO1 | BOSSARD ANIXTER FASTENAL COMPANY TR FORMAC DIV OF TR FASTENINGS | STM
4637 | 7 | 3 |  | CTAAssembly | 5454528 | 1 | Release | Each | 1.0 | gear assembly |  |  | CCX
4638 | 8 | 2 |  | CTAComponent | 5441934 | 1 | Release | Each | 1.0 | Circlip for hole-GB893.1-86 75 Series Fastener Drawing RoHS Compliant |  |  | CCX
4639 | 8 | 4 |  | CTAComponent | 5450420 | 1 | Release | Each | 1.0 | bear flange |  |  | CCX
4640 | 8 | 3 |  | CTAComponent | 5492772 | 1 | Release | Each | 1.0 | Circlip for shaft-GB894.1-86 45 Series Fastener Drawing RoHS Compliant |  |  | CCX
4641 | 8 | 1 |  | CTAComponent | 5459256 | 1 | Release | Each | 1.0 | bear for base gear box |  |  | HLE
4642 | 8 | 5 |  | CTAComponent | 5437944 | 1 | Release | Each | 1.0 | PINION GEAR |  |  | CCX
4643 | 7 | 1 |  | CTAComponent | T310-2192 | 6 | Release | Each | 1.0 | REDUCTION UNT |  |  | HLE
4644 | 6 | 2 |  | CTAAssembly | 5457751 | 1 | Release | Each | 1.0 | Main Frame Assembly |  |  | CCX
4645 | 7 | 1 |  | CTAAssembly | 5437940 | 1 | Release | Each | 1.0 | main frame |  |  | CCX
4646 | 8 | 1 |  | CTAAssembly | 5444520 | 1 | Release | Each | 1.0 | Front wall welding assembly |  |  | CCX
4647 | 9 | 2 |  | CTAComponent | 5445374 | 1 | Release | Each | 1.0 | front wall part 2 |  |  | CCX
4648 | 9 | 3 |  | CTAComponent | 5448612 | 1 | Release | Each | 1.0 | front wall part 3 |  |  | CCX
4649 | 9 | 1 |  | CTAComponent | 5436868 | 1 | Release | Each | 1.0 | front wall part 1 |  |  | CCX
4650 | 9 | 5 |  | CTAComponent | 5446180 | 1 | Release | Each | 1.0 | front wall part 5 |  |  | CCX
4651 | 9 | 4 |  | CTAComponent | 5457171 | 1 | Release | Each | 1.0 | front wall part 4 |  |  | CCX
4652 | 8 | 4 |  | CTAComponent | 5445375 | 1 | Release | Each | 1.0 | frame part 2 |  |  | CCX
4653 | 8 | 3 |  | CTAAssembly | 5458690 | 1 | Release | Each | 1.0 | Back wall welding assembly |  |  | CCX
4654 | 9 | 1 |  | CTAComponent | 5460991 | 1 | Release | Each | 1.0 | back wall part part 1 |  |  | CCX
4655 | 9 | 2 |  | CTAComponent | 5451405 | 1 | Release | Each | 1.0 | back wall part part 2 |  |  | CCX
4656 | 9 | 3 |  | CTAComponent | 5457944 | 1 | Release | Each | 1.0 | back wall part part 3 |  |  | CCX
4657 | 9 | 4 |  | CTAComponent | 5461753 | 1 | Release | Each | 1.0 | back wall part part 4 |  |  | CCX
4658 | 9 | 5 |  | CTAComponent | 5443739 | 1 | Release | Each | 1.0 | back wall part part 5 |  |  | CCX
4659 | 9 | 6 |  | CTAComponent | 5462460 | 1 | Release | Each | 1.0 | back wall part part 6 |  |  | CCX
4660 | 9 | 7 |  | CTAComponent | 5442151 | 1 | Release | Each | 1.0 | back wall part part 7 |  |  | CCX
4661 | 9 | 8 |  | CTAComponent | 5444521 | 1 | Release | Each | 2.0 | back wall part part 8 |  |  | CCX
4662 | 9 | 9 |  | CTAComponent | 5448613 | 1 | Release | Each | 1.0 | back wall part part 9 |  |  | CCX
4663 | 9 | 10 |  | CTAComponent | 5453076 | 1 | Release | Each | 1.0 | back wall part part 10 |  |  | CCX
4664 | 9 | 11 |  | CTAComponent | 5436073 | 1 | Release | Each | 1.0 | back wall part part 11 |  |  | CCX
4665 | 9 | 12 |  | CTAComponent | 5440483 | 1 | Release | Each | 2.0 | back wall part part 12 |  |  | CCX
4666 | 9 | 13 |  | CTAComponent | 5459449 | 1 | Release | Each | 1.0 | back wall part 13 |  |  | CCX
4667 | 9 | 14 |  | CTAComponent | 5492693 | 1 | Release | Each | 3.0 | Back wall part 14 |  |  | CCX
4668 | 8 | 2 |  | CTAComponent | 5451406 | 1 | Release | Each | 1.0 | frame part 1 |  |  | CCX
4669 | 8 | 5 |  | CTAComponent | 5449365 | 1 | Release | Each | 1.0 | frame part 3 |  |  | CCX
4670 | 8 | 6 |  | CTAComponent | 5461754 | 1 | Release | Each | 1.0 | frame part 4 |  |  | CCX
4671 | 8 | 7 |  | CTAComponent | 5436869 | 1 | Release | Each | 2.0 | frame part 5 |  |  | CCX
4672 | 8 | 8 |  | CTAComponent | 5457172 | 1 | Release | Each | 2.0 | frame part 6 |  |  | CCX
4673 | 8 | 9 |  | CTAComponent | 5454721 | 1 | Release | Each | 1.0 | frame part 7 |  |  | CCX
4674 | 8 | 10 |  | CTAComponent | 5457945 | 1 | Release | Each | 1.0 | frame part 8 |  |  | CCX
4675 | 8 | 11 |  | CTAComponent | 5439712 | 1 | Release | Each | 1.0 | frame part 9 |  |  | CCX
4676 | 8 | 12 |  | CTAComponent | 5492694 | 1 | Release | Each | 3.0 | Frame part 10 |  |  | CCX
4677 | 7 | 4 |  | CTAComponent | 5452879 | 1 | Release | Each | 1.0 | limited block |  |  | CCX
4678 | 7 | 3 |  | CTAComponent | 5441936 | 1 | Release | Each | 1.0 | rail |  |  | CCX
4679 | 7 | 5 |  | CTAComponent | 5441114 | 1 | Release | Each | 3.0 | L joint |  |  | CCX
4680 | 7 | 2 |  | CTAComponent | 5439525 | 1 | Release | Each | 1.0 | SECTOR GEAR |  |  | CCX
4681 | 7 | 7 |  | CTAComponent | 5449641 | 1 | Release | Each | 1.0 | BOARD FOR ANGLE SWITCH |  |  | CCX
4682 | 7 | 9 |  | CTAComponent | 5439528 | 2 | Release | Each | 1.0 | -30 degree block |  |  | CCX
4683 | 7 | 8 |  | CTAComponent | 5441115 | 1 | Release | Each | 1.0 | 90 degree block |  |  | CCX
4684 | 7 | 10 |  | CTAComponent | 5441939 | 1 | Release | Each | 1.0 | joint bracket II for rubber protector |  |  | CCX
4685 | 7 | 6 |  | CTAComponent | 5439527 | 2 | Release | Each | 2.0 | L joint |  |  | CCX
4686 | 7 | 11 |  | CTAComponent | 5436661 | 1 | Release | Each | 1.0 | joint bracket I for rubber protector |  |  | CCX
4687 | 7 | 13 |  | CTAComponent | 5453694 | 1 | Release | Each | 1.0 | bracket of energy Chain |  |  | CCX
4688 | 7 | 14 |  | CTAComponent | 5446204 | 1 | Release | Each | 1.0 | Bracket II of Energy Chain |  |  | CCX
4689 | 7 | 15 |  | CTAAssembly | 5456961 | 1 | Release | Each | 1.0 | base board for column moving motor |  |  | CCX
4690 | 8 | 2 |  | CTAComponent | 5442750 | 1 | Release | Each | 1.0 | bracket of gear box |  |  | CCX
4691 | 8 | 1 |  | CTAComponent | 5441112 | 1 | Release | Each | 1.0 | base board |  |  | CCX
4692 | 8 | 3 |  | CTAComponent | 5492737 | 1 | Release | Each | 2.0 | end cover |  |  | CCX
4693 | 7 | 12 |  | CTAAssembly | 5446766 | 1 | Release | Each | 1.0 | cable clamp |  |  | CCX
4694 | 8 | 2 |  | CTAAssembly | 5453700 | 1 | Release | Each | 1.0 | Cable Clamp Assembly |  |  | CCX
4695 | 9 | 2 |  | CTAComponent | 5443740 | 1 | Release | Each | 1.0 | Base For Cable Clamp |  |  | CCX
4696 | 9 | 1 |  | CTAComponent | C1213-M4C012-14 | 1 | Release | Each | 2.0 | GB_T 9074.8，M4x12mm，Grade 4.8 Steel，Zinc finish，RoHS Fastener | 25114-M4/12/PPSTPS/TC1/GB9074.8 | TR FORMAC SHANGHAI PTE LTD | HLE
4697 | 9 | 3 |  | CTAComponent | 5446762 | 1 | Release | Each | 1.0 | Cover For Cable Clamp |  |  | CCX
4698 | 8 | 3 |  | CTAAssembly | 5457746 | 1 | Release | Each | 1.0 | base for cable clamp |  |  | CCX
4699 | 9 | 2 |  | CTAComponent | 5441352 | 1 | Release | Each | 1.0 | Joint Column |  |  | CCX
4700 | 9 | 1 |  | CTAComponent | 5449848 | 1 | Release | Each | 1.0 | Base Board |  |  | CCX
4701 | 8 | 1 |  | CTAComponent | 5492966 | 1 | Release | Each | 1.0 | Circlip for shaft-GB894.1-86 15 Series Fastener Drawing RoHS Compliant |  |  | CCX
4702 | 7 | 19 |  | CTAComponent | 5492717 | 1 | Release | Each | 1.0 | joint bracket |  |  | CCX
4703 | 7 | 17 |  | CTAComponent | 5492719 | 1 | Release | Each | 1.0 | Mechanical stopper for 90 degree |  |  | CCX
4704 | 7 | 18 |  | CTAComponent | 5492718 | 1 | Release | Each | 1.0 | Mechanical stopper for -30 degree |  |  | CCX
4705 | 7 | 16 |  | CTAComponent | 5437945 | 1 | Release | Each | 1.0 | slide board |  |  | CCX
4706 | 7 | 21 |  | CTAComponent | 1000-M12C025-07 | 1 | Release | Each | 3.0 | Hexagon Socket Head Cap Screw, M12-1.75, X25mm Long, Grade12.9 Steel, Black Oxide, RoHS Fastener | 20589-10948-03276 11060-M12C25KCSC4/912 A0996-1008900 | FASTENAL COMPANY ANIXTER BOSSARD | STM
4707 | 7 | 24 |  | CTAComponent | 1000-M6C016-04 | 4 | Release | Each | 6.0 | Hexagon Socket Head Cap Screw, M6-1, X16mm Long, Grade 8.8 Steel, Zinc Plated, RoHS Fastener | 20589-10948-03239 10487-1000-M6C016-04 24140-M6/16/SOHTCS/TC1D/DIN912 11060-M6C16KCSC9Z6/912 A0996-BN 4 M6 x 16mm CR6+FREE | FASTENAL COMPANY OHTA TR FORMAC DIV OF TR FASTENINGS ANIXTER BOSSARD | STM
4708 | 7 | 25 |  | CTAComponent | 1000-M8C016-04 | 3 | Release | Each | 17.0 | Hexagon Socket Head Cap Screw, M8-1.25, X16mm Long, Grade 8.8 Steel, Zinc Plated, RoHS Fastener | 11060-M8C16KCSC9Z6/912 20589-10948-04703 24140-M8/16/SOHTCS/TC1D/DIN912 10487-1000-M8C016-04 | ANIXTER FASTENAL COMPANY TR FORMAC DIV OF TR FASTENINGS OHTA | STM
4709 | 7 | 23 |  | CTAComponent | 1000-M5C025-04 | 3 | Release | Each | 2.0 | Hexagon Socket Head Cap Screw, M5-0.8, X25mm Long, Grade 8.8 Steel, Zinc Plated, RoHS Fastener | 11060-M5C25KCSC9Z6/912 25114-1000-M5C025-04 20589-11103214 10487-1000-M5C025-04 | ANIXTER TR FORMAC SHANGHAI PTE LTD FASTENAL COMPANY OHTA | STM
4710 | 7 | 22 |  | CTAComponent | 1000-M12C030-04 | 3 | Release | Each | 9.0 | Hexagon Socket Head Cap Screw, M12-1.75, X30mm Long, Grade 8.8 Steel, Zinc Plated, RoHS Fastener | 11060-M12C30KCSC9Z6/912 20589-10948-03247 24140-M12/30/HHSTBL/TC1D 10487-1000-M12C030-04 | ANIXTER FASTENAL COMPANY TR FORMAC DIV OF TR FASTENINGS OHTA | STM
4711 | 7 | 29 |  | CTAComponent | 2001-M6-03 | 2 | Release | Each | 4.0 | Large Flat Washer, ISO7093, M6, Steel 200HV, Zinc Plated, RoHS Fastener | 11060-M6NWFESTZ6/9021TH 20589-10948-03486 24140-M6/-/PWSTWA/TC1/ISO7093 | ANIXTER FASTENAL COMPANY TR FORMAC DIV OF TR FASTENINGS | STM
4712 | 7 | 27 |  | CTAComponent | C1213-M4C012-14 | 1 | Release | Each | 31.0 | GB_T 9074.8，M4x12mm，Grade 4.8 Steel，Zinc finish，RoHS Fastener | 25114-M4/12/PPSTPS/TC1/GB9074.8 | TR FORMAC SHANGHAI PTE LTD | HLE
4713 | 7 | 28 |  | CTAComponent | 2000-M12-03 | 1 | Release | Each | 3.0 | Flat Washer, ISO7089, M12, Steel 200HV, Zinc Plated, RoHS Fastener | 11060-M12NWSFSTZ6/125ATP 20589-10948-03460 | ANIXTER FASTENAL COMPANY | STM
4714 | 7 | 26 |  | CTAComponent | 1000-M8C065-04 | 1 | Release | Each | 1.0 | Hexagon Socket Head Cap Screw, M8-1.25, X65mm Long, Grade 8.8 Steel, Zinc Plated, RoHS Fastener | 10487-1000-M8C065-04 | OHTA | STM
4715 | 7 | 31 |  | CTAComponent | 2203-M12-07 | 3 | Release | Each | 3.0 | Curved Lock Washer, DIN 128A, M12, Spring Steel, Zinc Plated, RoHS Fastener | 20589-10948-04155 11060-M12NLOCSTMZT/128A | FASTENAL COMPANY ANIXTER | STM
4716 | 7 | 32 |  | CTAComponent | 2106-M5-14 | 1 | Release | Each | 2.0 | Spring Lock Washer with Flat Ends JIS B1251, M5, Spring Stainless Steel, Rohs Fastener | 24140-2106-M5-14 | TR FORMAC DIV OF TR FASTENINGS | STM
4717 | 7 | 33 |  | CTAComponent | 2203-M6-07 | 5 | Release | Each | 6.0 | Curved Lock Washer, DIN 128A, M6, Spring Steel, Zinc Plated, RoHS Fastener | 11060-M6NLOCSTZ6/128A A0996-BN 770 M6 CR6+FREE 24140-M6/-/SSSTWA/TC1D/DIN128A 20589-10948-04152 | ANIXTER BOSSARD TR FORMAC DIV OF TR FASTENINGS FASTENAL COMPANY | STM
4718 | 7 | 30 |  | CTAComponent | 2000-M8-03 | 2 | Release | Each | 1.0 | Flat Washer, ISO7089, M8, Steel 200HV, Zinc Plated, RoHS Fastener | 11060-M8NWSFSTZ6/125ATP 20589-10948-03458 25114-2000-M8-03 | ANIXTER FASTENAL COMPANY TR FORMAC SHANGHAI PTE LTD | STM
4719 | 7 | 37 |  | CTAComponent | C2106-M8-80 | 1 | Release | Each | 17.0 | GB_T 93，M8，Spring Steel，Black Oxide finish，RoHS Fastener | 25114-M8/-/SRSTWA/BO/GB93 | TR FORMAC SHANGHAI PTE LTD | HLE
4720 | 7 | 34 |  | CTAComponent | 2203-M8-07 | 3 | Release | Each | 1.0 | Curved Lock Washer, DIN 128A, M8, Spring Steel, Zinc Plated, RoHS Fastener | 20589-10948-04153 11060-M8NLOCSTMZT/128A | FASTENAL COMPANY ANIXTER | STM
4721 | 7 | 36 |  | CTAComponent | C2106-M12-02 | 1 | Release | Each | 7.0 | GB_T 93，M12，Spring Steel，Zinc finish，RoHS Fastener | 25114-M12/-/SRSTWA/TC1/GB93 | TR FORMAC SHANGHAI PTE LTD | HLE
4722 | 7 | 35 |  | CTAComponent | 5445416-2 | 1 | Release | Each | 1.0 | AVID PRODUCTS STEEL P-CLAMP or R-clamp DIA6.4, WIDE9.7, 19243-SCP-4-323-203 |  |  | HLE
4723 | 6 | 8 |  | CTAComponent | 5449179 | 1 | Release | Each | 2.0 | Roll adjust plate |  |  | CCX
4724 | 6 | 9 |  | CTAAssembly | 5436658 | 1 | Release | Each | 1.0 | Vertical bearing foot limiter |  |  | CCX
4725 | 7 | 1 |  | CTAComponent | 1040-M6C010-27 | 1 | Release | Each | 1.0 | Hexagon Set Screw with Cup Point, M6-1, X10mm Long, Grade 45H Steel, Black Oxide RoHS Fastener | 11060-M6C10KKCST/916 A0996-1032704 20589-10948-04201 | ANIXTER BOSSARD FASTENAL COMPANY | STM
4726 | 7 | 4 |  | CTAComponent | 5457968 | 1 | Release | Each | 1.0 | Vertical bearing foot limiter bracket |  |  | CCX
4727 | 7 | 3 |  | CTAComponent | 5455605 | 1 | Release | Each | 1.0 | CAM FOLLOWER CF18BUU IKO |  |  | CCX
4728 | 7 | 2 |  | CTAComponent | 5456958 | 1 | Release | Each | 1.0 | CAM FOLLOWER CFE18VBUUR IKO |  |  | CCX
4729 | 6 | 10 |  | CTAAssembly | 5498243 | 1 | Release | Each | 1.0 | Chain Connector |  |  | CCX
4730 | 7 | 2 |  | CTAComponent | 2000-M6-03 | 3 | Release | Each | 2.0 | Flat Washer, ISO7089, M6, Steel 200HV, Zinc Plated, RoHS Fastener | 20589-10948-03457 10487-2000-M6-03 11060-M6NWSFSTZ6/125ATP 24140-M6/-/PWSTWA/TC1/DIN125 | FASTENAL COMPANY OHTA ANIXTER TR FORMAC DIV OF TR FASTENINGS | STM
4731 | 7 | 3 |  | CTAComponent | C2106-M6-02 | 3 | Release | Each | 2.0 | Spring Lock Washer, M6, Zinc plated, Rohs Fastener | 24140-C2106-M6-02 | TR FORMAC DIV OF TR FASTENINGS | HLE
4732 | 7 | 1 |  | CTAComponent | 1000-M6C020-04 | 4 | Release | Each | 2.0 | Hexagon Socket Head Cap Screw, M6-1, X20mm Long, Grade 8.8 Steel, Zinc Plated, RoHS Fastener | 11060-M6C20KCSC9Z6/912 10487-1000-M6C020-04 24140-M6/20/SOHTCS/TC1D/DIN912 20589-10948-03240 A0996-BN 4 M6 x 20mm CR6+FREE | ANIXTER OHTA TR FORMAC DIV OF TR FASTENINGS FASTENAL COMPANY BOSSARD | STM
4733 | 7 | 5 |  | CTAComponent | 5436894 | 1 | Release | Each | 1.0 | Chain connector plate |  |  | CCX
4734 | 7 | 4 |  | CTAAssembly | 5498254 | 1 | Release | Each | 1.0 | Chain connector base |  |  | CCX
4735 | 8 | 2 |  | CTAComponent | 5491740 | 1 | Release | Each | 1.0 | Chain connector L shape frame |  |  | CCX
4736 | 8 | 1 |  | CTAComponent | 5491739 | 1 | Release | Each | 1.0 | Chain connector dentate plate |  |  | CCX
4737 | 6 | 6 |  | CTAComponent | 5492777 | 1 | Release | Each | 1.0 | limited board |  |  | CCX
4738 | 6 | 7 |  | CTAComponent | 5453943 | 1 | Release | Each | 4.0 | Roller shaft |  |  | CCX
4739 | 6 | 12 |  | CTAComponent | 5452029 | 1 | Release | Each | 1.0 | cover |  |  | CCX
4740 | 6 | 13 |  | CTAAssembly | 5452028 | 1 | Release | Each | 1.0 | Top Motor Assembly |  |  | CCX
4741 | 7 | 2 |  | CTAAssembly | 5456367 | 6 | Release | Each | 1.0 | Table TOP motor assembly |  |  | CCX
4742 | 8 | 2 |  | CTAComponent | 5456367-1 | 2 | Release | Each | 1.0 | Table TOP motor assembly-resistor and cable |  |  | HLE
4743 | 8 | 1 |  | CTAComponent | 5120418-1 | 2 | Release | Each | 1.0 | AC gear motor, 25W |  |  | HLE
4744 | 7 | 3 |  | CTAComponent | 5449646 | 1 | Release | Each | 1.0 | top gear |  |  | CCX
4745 | 7 | 1 |  | CTAComponent | 5445170 | 1 | Release | Each | 1.0 | motor board |  |  | CCX
4746 | 7 | 6 |  | CTAComponent | C1213-M3C010-14 | 1 | Release | Each | 2.0 | GB_T 9074.8，M3x10mm，Grade 4.8 Steel，Zinc finish，RoHS Fastener | 25114-M3/10/PPSTPS/TC1/GB9074.8 | TR FORMAC SHANGHAI PTE LTD | HLE
4747 | 7 | 4 |  | CTAComponent | C1213-M4C012-14 | 1 | Release | Each | 3.0 | GB_T 9074.8，M4x12mm，Grade 4.8 Steel，Zinc finish，RoHS Fastener | 25114-M4/12/PPSTPS/TC1/GB9074.8 | TR FORMAC SHANGHAI PTE LTD | HLE
4748 | 7 | 5 |  | CTAComponent | 1040-M5C008-27 | 2 | Release | Each | 2.0 | Hexagon Set Screw with Cup Point, M5-0.8, X8mm Long, Grade 45H Steel, Black Oxide RoHS Fastener | A0996-1032496 11060-M5C8KKCA1/916 20589-10948-04197 24140-M5/8/HSHTPC/BO1 | BOSSARD ANIXTER FASTENAL COMPANY TR FORMAC DIV OF TR FASTENINGS | STM
4749 | 6 | 11 |  | CTAAssembly | 5459999 | 1 | Release | Each | 1.0 | Back Sprocket Assembly |  |  | CCX
4750 | 7 | 1 |  | CTAComponent | 5462285 | 1 | Release | Each | 2.0 | Bearing NSK6005ZZ |  |  | CCX
4751 | 7 | 4 |  | CTAAssembly | 5446764 | 1 | Release | Each | 1.0 | bracket of head sprocket wheel |  |  | CCX
4752 | 8 | 1 |  | CTAComponent | 5453094 | 1 | Release | Each | 1.0 | Bracket 1 |  |  | CCX
4753 | 8 | 4 |  | CTAComponent | 5462483 | 1 | Release | Each | 1.0 | Bracket 4 |  |  | CCX
4754 | 8 | 3 |  | CTAComponent | 5436891 | 1 | Release | Each | 1.0 | Bracket 3 |  |  | CCX
4755 | 8 | 2 |  | CTAComponent | 5458708 | 1 | Release | Each | 1.0 | Bracket 2 |  |  | CCX
4756 | 7 | 3 |  | CTAComponent | 5445169 | 1 | Release | Each | 1.0 | Sprocket Wheel In Head End |  |  | CCX
4757 | 7 | 2 |  | CTAComponent | 5455376 | 1 | Release | Each | 1.0 | Circlip for shaft-GB894.1-86 25 Series Fastener Drawing RoHS Compliant |  |  | CCX
4758 | 7 | 6 |  | CTAComponent | 5453696 | 1 | Release | Each | 1.0 | washer circl |  |  | CCX
4759 | 7 | 5 |  | CTAComponent | 5451207 | 1 | Release | Each | 1.0 | shaft |  |  | CCX
4760 | 6 | 14 |  | CTAAssembly | 5461548 | 1 | Release | Each | 1.0 | PRESSING UNIT |  |  | CCX
4761 | 7 | 2 |  | CTAAssembly | 5492808 | 1 | Release | Each | 1.0 | bearing holder welding |  |  | CCX
4762 | 8 | 2 |  | CTAComponent | 5492809 | 1 | Release | Each | 1.0 | bearing holder 2 |  |  | CCX
4763 | 8 | 3 |  | CTAComponent | 5492810 | 1 | Release | Each | 1.0 | bearing holder 3 |  |  | CCX
4764 | 8 | 1 |  | CTAComponent | 5436660 | 1 | Release | Each | 1.0 | bear holder |  |  | CCX
4765 | 7 | 3 |  | CTAAssembly | 5492811 | 1 | Release | Each | 1.0 | guide unit |  |  | CCX
4766 | 8 | 3 |  | CTAComponent | 2000-M8-03 | 2 | Release | Each | 1.0 | Flat Washer, ISO7089, M8, Steel 200HV, Zinc Plated, RoHS Fastener | 11060-M8NWSFSTZ6/125ATP 20589-10948-03458 25114-2000-M8-03 | ANIXTER FASTENAL COMPANY TR FORMAC SHANGHAI PTE LTD | STM
4767 | 8 | 4 |  | CTAComponent | 2203-M8-07 | 3 | Release | Each | 1.0 | Curved Lock Washer, DIN 128A, M8, Spring Steel, Zinc Plated, RoHS Fastener | 20589-10948-04153 11060-M8NLOCSTMZT/128A | FASTENAL COMPANY ANIXTER | STM
4768 | 8 | 2 |  | CTAComponent | 5492812 | 1 | Release | Each | 1.0 | guide block |  |  | CCX
4769 | 8 | 5 |  | CTAComponent | 3000-M8C-04 | 1 | Release | Each | 1.0 | Hexagon Nut, ISO4032, M8-1.25, Grade 8 Steel, Zinc Plated, RoHS Fastener | 20589-10948-03689 11060-M8CNFHSTZ6/934 | FASTENAL COMPANY ANIXTER | STM
4770 | 8 | 1 |  | CTAComponent | 5445972 | 2 | Release | Each | 1.0 | Shaft |  |  | CCX
4771 | 7 | 1 |  | CTAComponent | 5455605 | 1 | Release | Each | 1.0 | CAM FOLLOWER CF18BUU IKO |  |  | CCX
4772 | 6 | 15 |  | CTAAssembly | 5457747 | 2 | Release | Each | 2.0 | bearing holder for top |  |  | CCX
4773 | 7 | 1 |  | CTAComponent | 5456398 | 1 | Release | Each | 1.0 | bear support |  |  | CCX
4774 | 7 | 4 |  | CTAComponent | 5438151 | 1 | Release | Each | 1.0 | CAM FOLLOWER CFE10BUUR IKO |  |  | CCX
4775 | 7 | 3 |  | CTAComponent | 5438725 | 1 | Release | Each | 1.0 | CAM FOLLOWER IKO CF12BUUR |  |  | CCX
4776 | 7 | 2 |  | CTAComponent | 1040-M5C008-27 | 2 | Release | Each | 2.0 | Hexagon Set Screw with Cup Point, M5-0.8, X8mm Long, Grade 45H Steel, Black Oxide RoHS Fastener | A0996-1032496 11060-M5C8KKCA1/916 20589-10948-04197 24140-M5/8/HSHTPC/BO1 | BOSSARD ANIXTER FASTENAL COMPANY TR FORMAC DIV OF TR FASTENINGS | STM
4777 | 6 | 16 |  | CTAAssembly | 5447589 | 1 | Release | Each | 2.0 | front switch assembly I |  |  | CCX
4778 | 7 | 1 |  | CTAComponent | 5445975 | 1 | Release | Each | 1.0 | switch support |  |  | CCX
4779 | 7 | 4 |  | CTAComponent | 5436678 | 1 | Release | Each | 1.0 | MICRO SWITCH |  |  | HLE
4780 | 7 | 5 |  | CTAComponent | 5445171 | 1 | Release | Each | 1.0 | thread hole board |  |  | CCX
4781 | 7 | 3 |  | CTAComponent | 5453710 | 2 | Release | Each | 1.0 | MICRO SWITCH |  |  | HLE
4782 | 7 | 2 |  | CTAComponent | 5442753 | 1 | Release | Each | 1.0 | insulation sheet |  |  | CCX
4783 | 7 | 6 |  | CTAComponent | 5450421 | 1 | Release | Each | 1.0 | through hole board |  |  | CCX
4784 | 6 | 18 |  | CTAAssembly | 5448395 | 1 | Release | Each | 1.0 | head switch assembly |  |  | CCX
4785 | 7 | 2 |  | CTAComponent | 5459257 | 1 | Release | Each | 1.0 | thread hole plate |  |  | CCX
4786 | 7 | 4 |  | CTAComponent | 5447590 | 1 | Release | Each | 1.0 | through hole plate |  |  | CCX
4787 | 7 | 3 |  | CTAComponent | 5460819 | 1 | Release | Each | 1.0 | insulation piece |  |  | CCX
4788 | 7 | 1 |  | CTAComponent | 5441937 | 1 | Release | Each | 1.0 | switch bracket |  |  | CCX
4789 | 7 | 6 |  | CTAComponent | C1213-M4C030-14 | 1 | Release | Each | 2.0 | GB_T 9074.8，M4x30mm，Grade 4.8 Steel，Zinc finish，RoHS Fastener | 25114-M4/30/PPSTPS/TC1/GB9074.8 | TR FORMAC SHANGHAI PTE LTD | HLE
4790 | 7 | 5 |  | CTAComponent | 5461564 | 2 | Release | Each | 1.0 | MICRO SWITCH |  |  | HLE
4791 | 6 | 17 |  | CTAAssembly | 5453698 | 1 | Release | Each | 1.0 | front switch assembly II |  |  | CCX
4792 | 7 | 2 |  | CTAComponent | 5442753 | 1 | Release | Each | 1.0 | insulation sheet |  |  | CCX
4793 | 7 | 3 |  | CTAComponent | 5445171 | 1 | Release | Each | 1.0 | thread hole board |  |  | CCX
4794 | 7 | 1 |  | CTAComponent | 5445975 | 1 | Release | Each | 1.0 | switch support |  |  | CCX
4795 | 7 | 5 |  | CTAComponent | 5436678 | 1 | Release | Each | 1.0 | MICRO SWITCH |  |  | HLE
4796 | 7 | 6 |  | CTAComponent | 5453710 | 2 | Release | Each | 1.0 | MICRO SWITCH |  |  | HLE
4797 | 7 | 4 |  | CTAComponent | 5450421 | 1 | Release | Each | 1.0 | through hole board |  |  | CCX
4798 | 6 | 19 |  | CTAAssembly | 5445976 | 1 | Release | Each | 1.0 | middle switch assembly |  |  | CCX
4799 | 7 | 1 |  | CTAComponent | 5441937 | 1 | Release | Each | 1.0 | switch bracket |  |  | CCX
4800 | 7 | 4 |  | CTAComponent | 5447590 | 1 | Release | Each | 1.0 | through hole plate |  |  | CCX
4801 | 7 | 6 |  | CTAComponent | C1213-M4C030-14 | 1 | Release | Each | 2.0 | GB_T 9074.8，M4x30mm，Grade 4.8 Steel，Zinc finish，RoHS Fastener | 25114-M4/30/PPSTPS/TC1/GB9074.8 | TR FORMAC SHANGHAI PTE LTD | HLE
4802 | 7 | 5 |  | CTAComponent | 5448409 | 2 | Release | Each | 1.0 | MICRO SWITCH |  |  | HLE
4803 | 7 | 3 |  | CTAComponent | 5460819 | 1 | Release | Each | 1.0 | insulation piece |  |  | CCX
4804 | 7 | 2 |  | CTAComponent | 5459257 | 1 | Release | Each | 1.0 | thread hole plate |  |  | CCX
4805 | 6 | 20 |  | CTAAssembly | 5457745 | 1 | Release | Each | 1.0 | foot switch assembly |  |  | CCX
4806 | 7 | 2 |  | CTAComponent | 5459257 | 1 | Release | Each | 1.0 | thread hole plate |  |  | CCX
4807 | 7 | 3 |  | CTAComponent | 5460819 | 1 | Release | Each | 1.0 | insulation piece |  |  | CCX
4808 | 7 | 1 |  | CTAComponent | 5441937 | 1 | Release | Each | 1.0 | switch bracket |  |  | CCX
4809 | 7 | 5 |  | CTAComponent | 5461564 | 2 | Release | Each | 1.0 | MICRO SWITCH |  |  | HLE
4810 | 7 | 6 |  | CTAComponent | C1213-M4C030-14 | 1 | Release | Each | 2.0 | GB_T 9074.8，M4x30mm，Grade 4.8 Steel，Zinc finish，RoHS Fastener | 25114-M4/30/PPSTPS/TC1/GB9074.8 | TR FORMAC SHANGHAI PTE LTD | HLE
4811 | 7 | 4 |  | CTAComponent | 5447590 | 1 | Release | Each | 1.0 | through hole plate |  |  | CCX
4812 | 6 | 25 |  | CTAAssembly | 5445974 | 1 | Release | Each | 1.0 | Bearing Support |  |  | CCX
4813 | 7 | 2 |  | CTAComponent | 5437174 | 1 | Release | Each | 1.0 | bearing NSK 1305 |  |  | CCX
4814 | 7 | 1 |  | CTAAssembly | 5450424 | 1 | Release | Each | 1.0 | Support Board welding |  |  | CCX
4815 | 8 | 2 |  | CTAComponent | 5492788 | 1 | Release | Each | 1.0 | joint column |  |  | CCX
4816 | 8 | 1 |  | CTAComponent | 5449187 | 1 | Release | Each | 1.0 | support board |  |  | CCX
4817 | 6 | 22 |  | CTAAssembly | 5447591 | 1 | Release | Each | 1.0 | rear switch assembly |  |  | CCX
4818 | 7 | 2 |  | CTAComponent | 5459257 | 1 | Release | Each | 1.0 | thread hole plate |  |  | CCX
4819 | 7 | 1 |  | CTAComponent | 5443540 | 1 | Release | Each | 1.0 | rear switch bracket |  |  | CCX
4820 | 7 | 7 |  | CTAComponent | C2106-M4-02 | 3 | Release | Each | 2.0 | Spring Lock Washer, M4, Zinc plated, Rohs Fastener | 24140-C2106-M4-02 | TR FORMAC DIV OF TR FASTENINGS | HLE
4821 | 7 | 6 |  | CTAComponent | 5448409 | 2 | Release | Each | 2.0 | MICRO SWITCH |  |  | HLE
4822 | 7 | 5 |  | CTAComponent | 2000-M4-03 | 3 | Release | Each | 2.0 | FLAT WASHER - NORMAL SERIES, ISO 7089, M4 CLASS 200H STEEL, ZINC PLATED RoHS FASTENER | 24140-M4/-/PWSTWA/TC1/DIN125 10487-2000-M4-03 A0996-BN 343 M4 CR6+FREE 24432-11103691 11060-M4NWSFSTZ6/125ATP | TR FORMAC DIV OF TR FASTENINGS OHTA BOSSARD FASTENAL ANIXTER | STM
4823 | 7 | 4 |  | CTAComponent | 1000-M4C050-04 | 2 | Release | Each | 2.0 | Hexagon Socket Head Cap Screw, M4-0.7, X50mm Long, Grade 8.8 Steel, Zinc Plated, RoHS Fastener | 11060-M4C50KCSC9Z6/912 20589-10948-04273 24140-1000-M4C050-04 | ANIXTER FASTENAL COMPANY TR FORMAC DIV OF TR FASTENINGS | STM
4824 | 7 | 3 |  | CTAComponent | 5460819 | 1 | Release | Each | 2.0 | insulation piece |  |  | CCX
4825 | 6 | 21 |  | CTAAssembly | 5441113 | 1 | Release | Each | 1.0 | MSW fitting assembly |  |  | CCX
4826 | 7 | 2 |  | CTAComponent | 5459257 | 1 | Release | Each | 2.0 | thread hole plate |  |  | CCX
4827 | 7 | 4 |  | CTAComponent | 5447590 | 1 | Release | Each | 2.0 | through hole plate |  |  | CCX
4828 | 7 | 3 |  | CTAComponent | 5460819 | 1 | Release | Each | 2.0 | insulation piece |  |  | CCX
4829 | 7 | 1 |  | CTAComponent | 5441938 | 1 | Release | Each | 2.0 | top switch bracket |  |  | CCX
4830 | 7 | 6 |  | CTAComponent | C1213-M4C030-14 | 1 | Release | Each | 4.0 | GB_T 9074.8，M4x30mm，Grade 4.8 Steel，Zinc finish，RoHS Fastener | 25114-M4/30/PPSTPS/TC1/GB9074.8 | TR FORMAC SHANGHAI PTE LTD | HLE
4831 | 7 | 5 |  | CTAComponent | 5448409 | 2 | Release | Each | 2.0 | MICRO SWITCH |  |  | HLE
4832 | 6 | 23 |  | CTAComponent | 5437175 | 1 | Release | Each | 1.0 | front switch cover |  |  | CCX
4833 | 6 | 24 |  | CTAAssembly | 5454529 | 1 | Release | Each | 1.0 | Driveing Unit of L Column Assembly |  |  | CCX
4834 | 7 | 1 |  | CTAComponent | T310-2199 | 0 | Release | Each | 1.0 | GEAR |  |  | HLE
4835 | 7 | 4 |  | CTAComponent | 1040-M5C012-27 | 1 | Release | Each | 4.0 | Hexagon Set Screw with Cup Point, M5-0.8, X12mm Long, Grade 45H Steel, Black Oxide RoHS Fastener | 11060-M5C12KKCA1/916 A0996-1032526 20589-10948-04199 | ANIXTER BOSSARD FASTENAL COMPANY | STM
4836 | 7 | 3 |  | CTAComponent | 5449186 | 1 | Release | Each | 1.0 | sprocket wheel of foot end |  |  | CCX
4837 | 7 | 2 |  | CTAComponent | 5443539 | 2 | Release | Each | 1.0 | V belt wheel |  |  | CCX
4838 | 6 | 30 |  | CTAComponent | 5452026 | 1 | Release | Each | 1.0 | Positionor swith actuator |  |  | CCX
4839 | 6 | 28 |  | CTAAssembly | 5444313 | 2 | Release | Each | 1.0 | Horizontal bearing foot limiter |  |  | CCX
4840 | 7 | 2 |  | CTAComponent | 5441344 | 1 | Release | Each | 1.0 | Bearing D35M16 |  |  | CCX
4841 | 7 | 1 |  | CTAComponent | 1040-M6C010-27 | 1 | Release | Each | 1.0 | Hexagon Set Screw with Cup Point, M6-1, X10mm Long, Grade 45H Steel, Black Oxide RoHS Fastener | 11060-M6C10KKCST/916 A0996-1032704 20589-10948-04201 | ANIXTER BOSSARD FASTENAL COMPANY | STM
4842 | 7 | 4 |  | CTAComponent | 5437397 | 1 | Release | Each | 1.0 | Horizontal bearing limiter bracket |  |  | CCX
4843 | 7 | 3 |  | CTAComponent | 5457964 | 1 | Release | Each | 1.0 | Eccentric bearing D35M16 |  |  | CCX
4844 | 6 | 27 |  | CTAComponent | 5456963 | 1 | Release | Each | 1.0 | rubber washer |  |  | CCX
4845 | 6 | 29 |  | CTAComponent | 5461549 | 2 | Release | Each | 1.0 | belt wheel |  |  | CCX
4846 | 6 | 26 |  | CTAAssembly | 5437170 | 2 | Release | Each | 1.0 | Horizontal bearing top limiter |  |  | CCX
4847 | 7 | 2 |  | CTAComponent | 5441344 | 1 | Release | Each | 1.0 | Bearing D35M16 |  |  | CCX
4848 | 7 | 3 |  | CTAComponent | 5457964 | 1 | Release | Each | 1.0 | Eccentric bearing D35M16 |  |  | CCX
4849 | 7 | 1 |  | CTAComponent | 1040-M6C010-27 | 1 | Release | Each | 1.0 | Hexagon Set Screw with Cup Point, M6-1, X10mm Long, Grade 45H Steel, Black Oxide RoHS Fastener | 11060-M6C10KKCST/916 A0996-1032704 20589-10948-04201 | ANIXTER BOSSARD FASTENAL COMPANY | STM
4850 | 7 | 4 |  | CTAComponent | 5437397 | 1 | Release | Each | 1.0 | Horizontal bearing limiter bracket |  |  | CCX
4851 | 6 | 32 |  | CTAComponent | 5462282 | 1 | Release | Each | 4.0 | CASTOR |  |  | CCX
4852 | 6 | 35 |  | CTAComponent | 1000-M12C025-04 | 2 | Release | Each | 2.0 | Hexagon Socket Head Cap Screw, M12-1.75, X25mm Long, Grade 8.8 Steel, Zinc Plated, RoHS Fastener | 20589-10948-03246 11060-M12C25KCSC9Z6/912 10487-1000-M12C025-04 | FASTENAL COMPANY ANIXTER OHTA | STM
4853 | 6 | 33 |  | CTAComponent | 5442752 | 1 | Release | Each | 1.0 | Chain_KANA |  |  | CCX
4854 | 6 | 34 |  | CTAComponent | 1000-M10C025-04 | 3 | Release | Each | 1.0 | Hexagon Socket Head Cap Screw, ISO 4762, M10-1.5, X25mm Long, Grade 8.8 Steel, Zinc Plated, RoHS Fastener | A0996-BN 4 M10-1.5 x 25mm CR6+ Free 20589-10948-04781 11060-M10C25KCSC9Z6/4762 10487-1000-M10C025-04 A0996-BN 4 M10 X 25mm CR6+ FREE | BOSSARD FASTENAL COMPANY ANIXTER OHTA BOSSARD | STM
4855 | 6 | 31 |  | CTAAssembly | 5492798 | 1 | Release | Each | 1.0 | rear switch I assembly |  |  | CCX
4856 | 7 | 1 |  | CTAComponent | 5492795 | 1 | Release | Each | 1.0 | rear switch bracket I |  |  | CCX
4857 | 7 | 3 |  | CTAComponent | 5448409 | 2 | Release | Each | 1.0 | MICRO SWITCH |  |  | HLE
4858 | 7 | 2 |  | CTAComponent | 5460819 | 1 | Release | Each | 1.0 | insulation piece |  |  | CCX
4859 | 7 | 4 |  | CTAComponent | 5459257 | 1 | Release | Each | 1.0 | thread hole plate |  |  | CCX
4860 | 7 | 5 |  | CTAComponent | 5447590 | 1 | Release | Each | 1.0 | through hole plate |  |  | CCX
4861 | 7 | 6 |  | CTAComponent | C1213-M4C030-14 | 1 | Release | Each | 2.0 | GB_T 9074.8，M4x30mm，Grade 4.8 Steel，Zinc finish，RoHS Fastener | 25114-M4/30/PPSTPS/TC1/GB9074.8 | TR FORMAC SHANGHAI PTE LTD | HLE
4862 | 6 | 36 |  | CTAComponent | 1000-M12C030-04 | 3 | Release | Each | 6.0 | Hexagon Socket Head Cap Screw, M12-1.75, X30mm Long, Grade 8.8 Steel, Zinc Plated, RoHS Fastener | 11060-M12C30KCSC9Z6/912 20589-10948-03247 24140-M12/30/HHSTBL/TC1D 10487-1000-M12C030-04 | ANIXTER FASTENAL COMPANY TR FORMAC DIV OF TR FASTENINGS OHTA | STM
4863 | 6 | 37 |  | CTAComponent | 1000-M12C040-04 | 2 | Release | Each | 4.0 | Hexagon Socket Head Cap Screw, M12-1.75, X40mm Long, Grade 8.8 Steel, Zinc Plated, RoHS Fastener | 11060-M12C40KCSC9Z6/912 20589-10948-03249 10487-1000-M12C040-04 | ANIXTER FASTENAL COMPANY OHTA | STM
4864 | 6 | 39 |  | CTAComponent | 1000-M14C040-04 | 5 | Release | Each | 2.0 | Hexagon Socket Head Cap Screw, ISO 4762, M14-2, X40mm Long, Grade 8.8 Steel, Zinc Plated, RoHS Fastener | 11060-M14C40KCSC9Z6/912 A0996-BN 4 M14 x 40mm CR6+FREE | ANIXTER BOSSARD | STM
4865 | 6 | 38 |  | CTAComponent | 1000-M12C070-04 | 2 | Release | Each | 2.0 | Hexagon Socket Head Cap Screw, M12-1.75, X70mm Long, Grade 8.8 Steel, Zinc Plated, RoHS Fastener | 11060-M12C70KCSC9Z6/912 20589-10948-03252 10487-1000-M12C070-04 | ANIXTER FASTENAL COMPANY OHTA | STM
4866 | 6 | 40 |  | CTAComponent | 1000-M12C050-04 | 2 | Release | Each | 2.0 | Hexagon Socket Head Cap Screw, M12-1.75, X50mm Long, Grade 8.8 Steel, Zinc Plated, RoHS Fastener | 20589-10948-03250 11060-M12C50KCSC9Z6/912 10487-1000-M12C050-04 | FASTENAL COMPANY ANIXTER OHTA | STM
4867 | 6 | 41 |  | CTAComponent | 1000-M5C012-04 | 5 | Release | Each | 4.0 | Hexagon Socket Head Cap Screw, M5-0.8, X12mm Long, Grade 8.8 Steel, Zinc Plated, RoHS Fastener | 11060-M5C12KCSC9Z6/912 10487-1000-M5C012-04 24140-M5/12/SOHTCS/TC1D/DIN912 20589-ZS2540012ZP0000 A0996-BN 3 M5x12mm CR6+FREE | ANIXTER OHTA TR FORMAC DIV OF TR FASTENINGS FASTENAL COMPANY BOSSARD | STM
4868 | 6 | 44 |  | CTAComponent | 1000-M8C020-04 | 2 | Release | Each | 4.0 | Hexagon Socket Head Cap Screw, M8-1.25, X20mm Long, Grade 8.8 Steel, Zinc Plated, RoHS Fastener | 11060-M8C20KCSC9Z6/912 20589-ZS2580020ZP0000 10487-1000-M8C020-04 | ANIXTER FASTENAL COMPANY OHTA | STM
4869 | 6 | 45 |  | CTAComponent | 1000-M8C030-04 | 3 | Release | Each | 6.0 | Hexagon Socket Head Cap Screw, M8-1.25, X30mm Long, Grade 8.8 Steel, Zinc Plated, RoHS Fastener | 11060-M8C30KCSC9Z6/912 20589-ZS2580030ZP0000 24140-M8/30/SOHTCS/TC1D/DIN912 10487-1000-M8C030-04 | ANIXTER FASTENAL COMPANY TR FORMAC DIV OF TR FASTENINGS OHTA | STM
4870 | 6 | 43 |  | CTAComponent | 1000-M6C025-04 | 5 | Release | Each | 4.0 | Hexagon Socket Head Cap Screw, M6-1, X25mm Long, Grade 8.8 Steel, Zinc Plated, RoHS Fastener | 11060-M6C25KCSC9Z6/912 10487-1000-M6C025-04 24140-M6/25/SOHTCS/TC1D/DIN912 20589-10948-03241 A0996-BN 3 M6x25mm CR6+FREE | ANIXTER OHTA TR FORMAC DIV OF TR FASTENINGS FASTENAL COMPANY BOSSARD | STM
4871 | 6 | 42 |  | CTAComponent | 1000-M6C016-04 | 4 | Release | Each | 1.0 | Hexagon Socket Head Cap Screw, M6-1, X16mm Long, Grade 8.8 Steel, Zinc Plated, RoHS Fastener | 20589-10948-03239 10487-1000-M6C016-04 24140-M6/16/SOHTCS/TC1D/DIN912 11060-M6C16KCSC9Z6/912 A0996-BN 4 M6 x 16mm CR6+FREE | FASTENAL COMPANY OHTA TR FORMAC DIV OF TR FASTENINGS ANIXTER BOSSARD | STM
4872 | 6 | 47 |  | CTAComponent | 1010-M4C006-14 | 2 | Release | Each | 16.0 | Phillips Flat Head Screw, ISO 7046, M4-0.7, X6mm Long, Grade 4.8 Steel, Zinc Plated, RoHS Fastener | 11060-M4C6MXFSTZ6/965A A0996-BN 388 M4-0.7 x 6mm CR6+FREE 12217-25030-109 | ANIXTER BOSSARD MIDWEST PRODUCTS & ENGINEERING | STM
4873 | 6 | 46 |  | CTAComponent | 1006-M8C025-04 | 2 | Release | Each | 4.0 | Hexagon Head Screw, ISO 4017, M8-1.25, X25mm Long, Grade 8.8 Steel, Zinc Plated, RoHS Fastener | 20589-10948-03862 11060-M8C25HCSC9Z6/933 A0996-BN 56 M8 x 25mm CR6+FREE 24140-M8/25/HHHTMC/TC1/GB5783 | FASTENAL COMPANY ANIXTER BOSSARD TR FORMAC DIV OF TR FASTENINGS | STM
4874 | 6 | 50 |  | CTAComponent | C1213-M4C012-14 | 1 | Release | Each | 49.0 | GB_T 9074.8，M4x12mm，Grade 4.8 Steel，Zinc finish，RoHS Fastener | 25114-M4/12/PPSTPS/TC1/GB9074.8 | TR FORMAC SHANGHAI PTE LTD | HLE
4875 | 6 | 48 |  | CTAComponent | C2106-M12-02 | 1 | Release | Each | 2.0 | GB_T 93，M12，Spring Steel，Zinc finish，RoHS Fastener | 25114-M12/-/SRSTWA/TC1/GB93 | TR FORMAC SHANGHAI PTE LTD | HLE
4876 | 6 | 49 |  | CTAComponent | 1040-M5C008-27 | 2 | Release | Each | 1.0 | Hexagon Set Screw with Cup Point, M5-0.8, X8mm Long, Grade 45H Steel, Black Oxide RoHS Fastener | A0996-1032496 11060-M5C8KKCA1/916 20589-10948-04197 24140-M5/8/HSHTPC/BO1 | BOSSARD ANIXTER FASTENAL COMPANY TR FORMAC DIV OF TR FASTENINGS | STM
4877 | 6 | 52 |  | CTAComponent | 2000-M12-03 | 1 | Release | Each | 12.0 | Flat Washer, ISO7089, M12, Steel 200HV, Zinc Plated, RoHS Fastener | 11060-M12NWSFSTZ6/125ATP 20589-10948-03460 | ANIXTER FASTENAL COMPANY | STM
4878 | 6 | 51 |  | CTAComponent | 2000-M10-03 | 2 | Release | Each | 1.0 | Flat Washer, ISO7089, M10, Steel 200HV, Zinc Plated, RoHS Fastener | 20589-10948-03459 11060-M10NWSFSTZ6/125ATP 10487-2000-M10-03 | FASTENAL COMPANY ANIXTER OHTA | STM
4879 | 6 | 56 |  | CTAComponent | 2000-M8-03 | 2 | Release | Each | 12.0 | Flat Washer, ISO7089, M8, Steel 200HV, Zinc Plated, RoHS Fastener | 11060-M8NWSFSTZ6/125ATP 20589-10948-03458 25114-2000-M8-03 | ANIXTER FASTENAL COMPANY TR FORMAC SHANGHAI PTE LTD | STM
4880 | 6 | 54 |  | CTAComponent | 2000-M5-03 | 5 | Release | Each | 4.0 | Flat Washer, ISO7089, M5, Steel 200HV, Zinc Plated, RoHS Fastener | A0996-BN343-M5 CR3 11060-M5NWSFSTZ6/125ATP 20589-10948-03456 24140-M5/-/PWSTWA/TC1/DIN125 10487-7130111-5 | BOSSARD ANIXTER FASTENAL COMPANY TR FORMAC DIV OF TR FASTENINGS OHTA | STM
4881 | 6 | 55 |  | CTAComponent | 2000-M6-03 | 3 | Release | Each | 1.0 | Flat Washer, ISO7089, M6, Steel 200HV, Zinc Plated, RoHS Fastener | 20589-10948-03457 10487-2000-M6-03 11060-M6NWSFSTZ6/125ATP 24140-M6/-/PWSTWA/TC1/DIN125 | FASTENAL COMPANY OHTA ANIXTER TR FORMAC DIV OF TR FASTENINGS | STM
4882 | 6 | 53 |  | CTAComponent | 2000-M14-03 | 1 | Release | Each | 2.0 | Flat Washer, ISO7089, M14, Steel 200HV, Zinc Plated, RoHS Fastener | 11060-M14NWSFSTZ6/125ATH 20589-10948-04410 | ANIXTER FASTENAL COMPANY | STM
4883 | 6 | 57 |  | CTAComponent | 2203-M10-07 | 2 | Release | Each | 1.0 | Curved Lock Washer, DIN 128A, M10, Spring Steel, Zinc Plated, RoHS Fastener | 20589-10948-04154 11060-M10NLOCSTZ6/128A | FASTENAL COMPANY ANIXTER | STM
4884 | 6 | 60 |  | CTAComponent | 2106-M5-14 | 1 | Release | Each | 4.0 | Spring Lock Washer with Flat Ends JIS B1251, M5, Spring Stainless Steel, Rohs Fastener | 24140-2106-M5-14 | TR FORMAC DIV OF TR FASTENINGS | STM
4885 | 6 | 59 |  | CTAComponent | 2203-M14-07 | 2 | Release | Each | 2.0 | Curved Lock Washer, DIN 128A, M14, Spring Steel, Zinc Plated, RoHS Fastener | 20589-10948-04414 11060-M14NLOCSTZ6/128A | FASTENAL COMPANY ANIXTER | STM
4886 | 6 | 61 |  | CTAComponent | 2203-M6-07 | 5 | Release | Each | 5.0 | Curved Lock Washer, DIN 128A, M6, Spring Steel, Zinc Plated, RoHS Fastener | 11060-M6NLOCSTZ6/128A A0996-BN 770 M6 CR6+FREE 24140-M6/-/SSSTWA/TC1D/DIN128A 20589-10948-04152 | ANIXTER BOSSARD TR FORMAC DIV OF TR FASTENINGS FASTENAL COMPANY | STM
4887 | 6 | 58 |  | CTAComponent | 2203-M12-07 | 3 | Release | Each | 12.0 | Curved Lock Washer, DIN 128A, M12, Spring Steel, Zinc Plated, RoHS Fastener | 20589-10948-04155 11060-M12NLOCSTMZT/128A | FASTENAL COMPANY ANIXTER | STM
4888 | 6 | 63 |  | CTAComponent | 3000-M12C-04 | 3 | Release | Each | 2.0 | Hexagon Nut, ISO4032, M12-1.75, Grade 8 Steel, Zinc Plated, RoHS Fastener | 20589-10948-03691 11060-M12CNFHC7Z6/4032 | FASTENAL COMPANY ANIXTER | STM
4889 | 6 | 62 |  | CTAComponent | 2203-M8-07 | 3 | Release | Each | 8.0 | Curved Lock Washer, DIN 128A, M8, Spring Steel, Zinc Plated, RoHS Fastener | 20589-10948-04153 11060-M8NLOCSTMZT/128A | FASTENAL COMPANY ANIXTER | STM
4890 | 6 | 67 |  | CTAComponent | 5440269 | 1 | Release | Each | 1.0 | Rubber Protector |  |  | HLE
4891 | 6 | 68 |  | CTAComponent | 5440286 | 2 | Release | Each | 2.0 | terminal board |  |  | CCX
4892 | 6 | 65 |  | CTAComponent | 4001-M5L020-30 | 2 | Release | Each | 8.0 | Spring Pin, ISO 8752, 5mm Diameter X 20mm Long, Stainless Steel, RoHS Fastener | 11060-M5R20PRPSJ/1481 A0996-BN 337 M5 x 20mm CR6 + Free 20589-O131809 | ANIXTER BOSSARD FASTENAL COMPANY | STM
4893 | 6 | 64 |  | CTAComponent | 3000-M8C-04 | 1 | Release | Each | 6.0 | Hexagon Nut, ISO4032, M8-1.25, Grade 8 Steel, Zinc Plated, RoHS Fastener | 20589-10948-03689 11060-M8CNFHSTZ6/934 | FASTENAL COMPANY ANIXTER | STM
4894 | 6 | 66 |  | CTAComponent | 5492776 | 2 | Release | Each | 4.0 | wedge anchor |  |  | CCX
4895 | 6 | 70 |  | CTAComponent | 5445416-3 | 1 | Release | Each | 1.0 | AVID PRODUCTS STEEL P-CLAMP or R-clamp DIA7.9, WIDE9.7,19243 SCP-5-323-203 |  |  | HLE
4896 | 6 | 69 |  | CTAComponent | 5445416-2 | 1 | Release | Each | 1.0 | AVID PRODUCTS STEEL P-CLAMP or R-clamp DIA6.4, WIDE9.7, 19243-SCP-4-323-203 |  |  | HLE
4897 | 6 | 75 |  | CTAComponent | 5457946 | 1 | Release | Each | 16.0 | RICHCO FTH-7A1-RT FLAT TIE HOLDER 25.4x25.4x7.1mm, ACCOMODATES 5x2mm |  |  | HLE
4898 | 6 | 73 |  | CTAComponent | 5456441 | 1 | Release | Each | 2.0 | KANG YANG nylon Cable Clamp P-Clamp CC-1S width9.2mm, bolt hole5.4mm, Dia3.2mm |  |  | HLE
4899 | 6 | 74 |  | CTAComponent | 5456441-1 | 1 | Release | Each | 6.0 | KANG YANG nylon Cable Clamp P-Clamp CC-3 width9.3mm,bolt hole5mm,Dia6.2mm |  |  | HLE
4900 | 6 | 72 |  | CTAComponent | 5451206 | 2 | Release | Each | 1.0 | 750W Motor |  |  | HLE
4901 | 6 | 71 |  | CTAComponent | 5445973 | 1 | Release | Each | 2.0 | MITSUBOSHI M-31 |  |  | HLE
4902 | 6 | 81 |  | CTAComponent | 1000-M8C030-07 | 2 | Release | Each | 8.0 | Hexagon Socket Head Cap Screw, M8-1.25, X30mm Long, Grade12.9 Steel, Black Oxide, RoHS Fastener | A0996-1008013 20589-39589 11060-M8C30KCSC4/912 | BOSSARD FASTENAL COMPANY ANIXTER | STM
4903 | 6 | 78 |  | CTAComponent | 5492775 | 1 | Release | Each | 2.0 | baffle pipe |  |  | CCX
4904 | 6 | 79 |  | CTAComponent | 5492779 | 1 | Release | Each | 2.0 | press sheet |  |  | CCX
4905 | 6 | 76 |  | CTAComponent | 5455376 | 1 | Release | Each | 1.0 | Circlip for shaft-GB894.1-86 25 Series Fastener Drawing RoHS Compliant |  |  | CCX
4906 | 6 | 82 |  | CTAComponent | 2001-M6-03 | 2 | Release | Each | 4.0 | Large Flat Washer, ISO7093, M6, Steel 200HV, Zinc Plated, RoHS Fastener | 11060-M6NWFESTZ6/9021TH 20589-10948-03486 24140-M6/-/PWSTWA/TC1/ISO7093 | ANIXTER FASTENAL COMPANY TR FORMAC DIV OF TR FASTENINGS | STM
4907 | 6 | 77 |  | CTAComponent | C2106-M8-80 | 1 | Release | Each | 12.0 | GB_T 93，M8，Spring Steel，Black Oxide finish，RoHS Fastener | 25114-M8/-/SRSTWA/BO/GB93 | TR FORMAC SHANGHAI PTE LTD | HLE
4908 | 6 | 80 |  | CTAComponent | 5492781 | 1 | Release | Each | 1.0 | washer sheet |  |  | CCX
4909 | 5 | 23 |  | CTAComponent | 1000-M8C016-04 | 3 | Release | Each | 4.0 | Hexagon Socket Head Cap Screw, M8-1.25, X16mm Long, Grade 8.8 Steel, Zinc Plated, RoHS Fastener | 11060-M8C16KCSC9Z6/912 20589-10948-04703 24140-M8/16/SOHTCS/TC1D/DIN912 10487-1000-M8C016-04 | ANIXTER FASTENAL COMPANY TR FORMAC DIV OF TR FASTENINGS OHTA | STM
4910 | 5 | 14 |  | CTAComponent | 5449644 | 3 | Release | Each | 1.0 | Foot_down Cover |  |  | CCX
4911 | 5 | 15 |  | CTAComponent | 5446769 | 1 | Release | Each | 1.0 | Chain Cover |  |  | HLE
4912 | 5 | 17 |  | CTAAssembly | 5452890 | 4 | Release | Each | 1.0 | Table top assembly |  |  | CCX
4913 | 6 | 4 |  | CTAAssembly | 5447602 | 2 | Release | Each | 1.0 | Front AL profile assembly |  |  | CCX
4914 | 7 | 1 |  | CTAComponent | 5442990 | 1 | Release | Each | 1.0 | Front protect plate fixing plate |  |  | CCX
4915 | 7 | 4 |  | CTAComponent | 1010-M4C010-14 | 2 | Release | Each | 10.0 | Phillips Flat Head Screw, ISO 7046, M4-0.7, X10mm Long, Grade 4.8 Steel, Zinc Plated, RoHS Fastener | 20589-10948-03508 11060-M4C10MXFSTZ6/965A 24140-M4/10/KPSTMC/TC1/DIN965 | FASTENAL COMPANY ANIXTER TR FORMAC DIV OF TR FASTENINGS | STM
4916 | 7 | 3 |  | CTAComponent | 5452276 | 1 | Release | Each | 1.0 | Front AL profile |  |  | CCX
4917 | 7 | 2 |  | CTAComponent | 5441358 | 1 | Release | Each | 1.0 | Front polythene protecting plate |  |  | CCX
4918 | 6 | 6 |  | CTAAssembly | 5449395 | 1 | Release | Each | 1.0 | Table top driving rack assembly |  |  | CCX
4919 | 7 | 2 |  | CTAComponent | 5436899 | 1 | Release | Each | 1.0 | Table top driving rack |  |  | CCX
4920 | 7 | 3 |  | CTAComponent | 1000-M4C010-04 | 5 | Release | Each | 2.0 | Hexagon Socket Head Cap Screw, ISO 4762, M4-0.7, X10mm Long, Grade 8.8 Steel, Zinc Plated, RoHS Fastener | 11060-M4C10KCSC9Z6/912 10487-1000-M4C010-04 20589-10948-03231 24140-M4/10/SOHTCS/TC1D/DIN912 A0996-BN 4 M4 X 10mm CR6+FREE | ANIXTER OHTA FASTENAL COMPANY TR FORMAC DIV OF TR FASTENINGS BOSSARD | STM
4921 | 7 | 1 |  | CTAComponent | 5446209 | 1 | Release | Each | 1.0 | Table top driving rack fix plate |  |  | CCX
4922 | 6 | 7 |  | CTAComponent | 5438955 | 1 | Release | Each | 1.0 | Travel switch plate |  |  | CCX
4923 | 6 | 3 |  | CTAAssembly | 5453709 | 2 | Release | Each | 1.0 | Rear AL profile assembly |  |  | CCX
4924 | 7 | 1 |  | CTAComponent | 5438182 | 1 | Release | Each | 1.0 | Rear AL profile |  |  | CCX
4925 | 7 | 4 |  | CTAComponent | 5461779 | 1 | Release | Each | 1.0 | Rear protect plate fixing plate |  |  | CCX
4926 | 7 | 6 |  | CTAComponent | 1010-M4C012-14 | 2 | Release | Each | 9.0 | Phillips Flat Head Screw, ISO 7046, M4-0.7, X12mm Long, Grade 4.8 Steel, Zinc Plated, RoHS Fastener | 11060-M4C12MXFSTZ6/965A 20589-10948-03509 24140-M4/12/KPSTMC/TC1/DIN965 | ANIXTER FASTENAL COMPANY TR FORMAC DIV OF TR FASTENINGS | STM
4927 | 7 | 5 |  | CTAComponent | 1010-M4C008-14 | 1 | Release | Each | 7.0 | Phillips Flat Head Screw, ISO 7046, M4-0.7, X8mm Long, Grade 4.8 Steel, Zinc Plated, RoHS Fastener | 20589-10948-03507 11060-M4C8MXFSTZ6/965A | FASTENAL COMPANY ANIXTER | STM
4928 | 7 | 3 |  | CTAComponent | 5439747 | 1 | Release | Each | 1.0 | Rear polythene protecting plate |  |  | CCX
4929 | 7 | 2 |  | CTAAssembly | 5497426 | 1 | Release | Each | 1.0 | Protect plate support bracket |  |  | CCX
4930 | 8 | 2 |  | CTAComponent | 5450653 | 1 | Release | Each | 1.0 | Protect plate thicken plate |  |  | CCX
4931 | 8 | 1 |  | CTAComponent | 5497427 | 1 | Release | Each | 1.0 | Protect plate |  |  | CCX
4932 | 6 | 1 |  | CTAAssembly | 5453708 | 1 | Release | Each | 1.0 | Tabletop main frame assembly |  |  | CCX
4933 | 7 | 2 |  | CTAAssembly | 5461778 | 1 | Release | Each | 1.0 | Right support beam assembly |  |  | CCX
4934 | 8 | 2 |  | CTAComponent | 5441359 | 1 | Release | Each | 1.0 | Right beam extend plate |  |  | CCX
4935 | 8 | 3 |  | CTAAssembly | 5450654 | 1 | Release | Each | 1.0 | Driving rack fix bracket |  |  | CCX
4936 | 9 | 2 |  | CTAComponent | 5497436 | 1 | Release | Each | 1.0 | Right side plate |  |  | CCX
4937 | 9 | 3 |  | CTAComponent | 5497437 | 1 | Release | Each | 1.0 | Left side plate |  |  | CCX
4938 | 9 | 1 |  | CTAComponent | 5497435 | 1 | Release | Each | 1.0 | U shape plate |  |  | CCX
4939 | 8 | 1 |  | CTAComponent | 5461780 | 1 | Release | Each | 1.0 | Right support beam main frame |  |  | CCX
4940 | 8 | 5 |  | CTAComponent | 5451435 | 1 | Release | Each | 1.0 | Right beam rail support plate |  |  | CCX
4941 | 8 | 6 |  | CTAComponent | 5461027 | 1 | Release | Each | 2.0 | M5x16L machine pressure riveting screw |  |  | CCX
4942 | 8 | 4 |  | CTAComponent | 5439748 | 1 | Release | Each | 1.0 | Right beam top plate |  |  | CCX
4943 | 7 | 3 |  | CTAAssembly | 5445408 | 1 | Release | Each | 1.0 | Left support beam assembly |  |  | CCX
4944 | 8 | 2 |  | CTAComponent | 5442182 | 1 | Release | Each | 1.0 | Left beam front cover plate |  |  | CCX
4945 | 8 | 4 |  | CTAComponent | 5440511 | 1 | Release | Each | 1.0 | Left beam rear cover plate |  |  | CCX
4946 | 8 | 3 |  | CTAComponent | 5453105 | 1 | Release | Each | 1.0 | Left beam right cover |  |  | CCX
4947 | 8 | 1 |  | CTAComponent | 5446210 | 1 | Release | Each | 1.0 | Left beam main frame |  |  | CCX
4948 | 7 | 1 |  | CTAComponent | 5439746 | 1 | Release | Each | 2.0 | Front support beam |  |  | CCX
4949 | 7 | 5 |  | CTAComponent | 5449396 | 1 | Release | Each | 1.0 | Left beam support plate |  |  | CCX
4950 | 7 | 6 |  | CTAComponent | 5444567 | 1 | Release | Each | 1.0 | Left beam rail |  |  | CCX
4951 | 7 | 4 |  | CTAComponent | 5457975 | 1 | Release | Each | 2.0 | Carbon fiber board support plate |  |  | CCX
4952 | 7 | 7 |  | CTAComponent | 1000-M5C016-04 | 5 | Release | Each | 6.0 | Hexagon Socket Head Cap Screw, M5-0.8, X16mm Long, Grade 8.8 Steel, Zinc Plated, RoHS Fastener | 11060-M5C16KCSC9Z6/912 24140-M5/16/SOHTCS/TC1D/DIN912 10487-1000-M5C016-04 20589-ZS2540016ZP0000 A0996-BN 4 M5 x 16mm CR6+FREE | ANIXTER TR FORMAC DIV OF TR FASTENINGS OHTA FASTENAL COMPANY BOSSARD | STM
4953 | 7 | 8 |  | CTAComponent | 2106-M5-14 | 1 | Release | Each | 6.0 | Spring Lock Washer with Flat Ends JIS B1251, M5, Spring Stainless Steel, Rohs Fastener | 24140-2106-M5-14 | TR FORMAC DIV OF TR FASTENINGS | STM
4954 | 6 | 8 |  | CTAComponent | 5491722 | 1 | Release | Each | 1.0 | linear guide right protect plate |  |  | CCX
4955 | 6 | 2 |  | CTAComponent | 5460826 | 1 | Release | Each | 1.0 | Carbon fiber board |  |  | CCX
4956 | 6 | 12 |  | CTAComponent | 1000-M5C016-04 | 5 | Release | Each | 4.0 | Hexagon Socket Head Cap Screw, M5-0.8, X16mm Long, Grade 8.8 Steel, Zinc Plated, RoHS Fastener | 11060-M5C16KCSC9Z6/912 24140-M5/16/SOHTCS/TC1D/DIN912 10487-1000-M5C016-04 20589-ZS2540016ZP0000 A0996-BN 4 M5 x 16mm CR6+FREE | ANIXTER TR FORMAC DIV OF TR FASTENINGS OHTA FASTENAL COMPANY BOSSARD | STM
4957 | 6 | 13 |  | CTAComponent | 2000-M5-02 | 3 | Release | Each | 6.0 | Flat Washer, ISO7089, M5, Steel 140HV, Zinc Plated, RoHS Fastener | 11060-M5NWSFSTZ6/125A A0996-BN715 M5 CR6 Free 24140-M5/-/PWSTWA/TC1 20589-10948-03440 | ANIXTER BOSSARD TR FORMAC DIV OF TR FASTENINGS FASTENAL COMPANY | STM
4958 | 6 | 16 |  | CTAComponent | 1010-M4C012-14 | 2 | Release | Each | 15.0 | Phillips Flat Head Screw, ISO 7046, M4-0.7, X12mm Long, Grade 4.8 Steel, Zinc Plated, RoHS Fastener | 11060-M4C12MXFSTZ6/965A 20589-10948-03509 24140-M4/12/KPSTMC/TC1/DIN965 | ANIXTER FASTENAL COMPANY TR FORMAC DIV OF TR FASTENINGS | STM
4959 | 6 | 17 |  | CTAComponent | 1010-M4C008-14 | 1 | Release | Each | 6.0 | Phillips Flat Head Screw, ISO 7046, M4-0.7, X8mm Long, Grade 4.8 Steel, Zinc Plated, RoHS Fastener | 20589-10948-03507 11060-M4C8MXFSTZ6/965A | FASTENAL COMPANY ANIXTER | STM
4960 | 6 | 9 |  | CTAComponent | 1000-M8C025-04 | 3 | Release | Each | 8.0 | Hexagon Socket Head Cap Screw, M8-1.25, X25mm Long, Grade 8.8 Steel, Zinc Plated, RoHS Fastener | 11060-M8C25KCSC9Z6/912 20589-ZS2580025ZP0000 24140-M8/25/SOHTCS/TC1D/DIN912 10487-1000-M8C025-04 | ANIXTER FASTENAL COMPANY TR FORMAC DIV OF TR FASTENINGS OHTA | STM
4961 | 6 | 15 |  | CTAComponent | 3000-M5C-04 | 4 | Release | Each | 2.0 | Hexagon Nut, ISO4032, M5-0.8, Grade 8 Steel, Zinc Plated, RoHS Fastener | 20589-10948-03687 A0996-BN117 M5 CR6+FREE 24140-M5/-/HFH8-/TC1D/DIN934 11060-M5CNFHSTZ6/934 | FASTENAL COMPANY BOSSARD TR FORMAC DIV OF TR FASTENINGS ANIXTER | STM
4962 | 6 | 19 |  | CTAComponent | 5491724 | 1 | Release | Each | 1.0 | linear guide left protect plate |  |  | CCX
4963 | 6 | 14 |  | CTAComponent | 2106-M5-05 | 1 | Release | Each | 6.0 | SPRING LOCK WASHER WITH FLAT ENDS, JIS B 1251, M5 STEEL, ZINC PLATED RoHS FASTENER | A0996-BN 760 M5 CR6+FREE 24432-10948-06353 24140-M5/SPSTWA/TC1D/JIS B1251 | BOSSARD FASTENAL TR FORMAC DIV OF TR FASTENINGS | STM
4964 | 6 | 10 |  | CTAComponent | 2000-M8-02 | 2 | Release | Each | 8.0 | Flat Washer, ISO7089, M8, Steel 140HV, Zinc Plated, RoHS Fastener | 20589-10948-03442 11060-M8NWSFSTZ6/125A A0996-BN715 M8 CR6 Free 24140-M8/-/PWSTWA/TC1 | FASTENAL COMPANY ANIXTER BOSSARD TR FORMAC DIV OF TR FASTENINGS | STM
4965 | 6 | 11 |  | CTAComponent | C2106-M8-80 | 1 | Release | Each | 8.0 | GB_T 93，M8，Spring Steel，Black Oxide finish，RoHS Fastener | 25114-M8/-/SRSTWA/BO/GB93 | TR FORMAC SHANGHAI PTE LTD | HLE
4966 | 6 | 18 |  | CTAComponent | 5492900 | 1 | Release | Each | 24.0 | M4-12L_GB822 |  |  | CCX
4967 | 5 | 18 |  | CTAAssembly | 5457759 | 6 | Release | Each | 1.0 | Tube column assembly |  |  | CCX
4968 | 6 | 1 |  | CTAAssembly | 5460017 | 1 | Release | Each | 1.0 | Column ASM |  |  | CCX
4969 | 7 | 2 |  | CTAComponent | 5440476 | 1 | Release | Each | 1.0 | Rack |  |  | CCX
4970 | 7 | 3 |  | CTAComponent | 5458681 | 1 | Release | Each | 4.0 | Nut column A |  |  | CCX
4971 | 7 | 1 |  | CTAAssembly | 5450622 | 1 | Release | Each | 1.0 | Column |  |  | CCX
4972 | 8 | 2 |  | CTAComponent | 5458680 | 1 | Release | Each | 1.0 | Back plate |  |  | CCX
4973 | 8 | 4 |  | CTAComponent | 5442944 | 1 | Release | Each | 1.0 | Reinforce plate A |  |  | CCX
4974 | 8 | 3 |  | CTAComponent | 5462454 | 1 | Release | Each | 1.0 | Baseplate |  |  | CCX
4975 | 8 | 1 |  | CTAComponent | 5460984 | 1 | Release | Each | 1.0 | U plate |  |  | CCX
4976 | 8 | 10 |  | CTAComponent | 5461743 | 1 | Release | Each | 2.0 | Steel rod |  |  | CCX
4977 | 8 | 9 |  | CTAComponent | 5453068 | 1 | Release | Each | 1.0 | Plate |  |  | CCX
4978 | 8 | 6 |  | CTAComponent | 5443728 | 1 | Release | Each | 1.0 | Reinforce plate C |  |  | CCX
4979 | 8 | 8 |  | CTAComponent | 5449358 | 1 | Release | Each | 1.0 | Reinforce plate E |  |  | CCX
4980 | 8 | 7 |  | CTAComponent | 5457928 | 1 | Release | Each | 1.0 | Reinforce plate D |  |  | CCX
4981 | 8 | 5 |  | CTAComponent | 5440475 | 1 | Release | Each | 1.0 | Reinforce plate B |  |  | CCX
4982 | 8 | 12 |  | CTAComponent | 5494238 | 1 | Release | Each | 2.0 | Limited block |  |  | CCX
4983 | 8 | 13 |  | CTAComponent | 1000-M4C008-04 | 6 | Release | Each | 2.0 | Hexagon Socket Head Cap Screw, ISO 4762, M4-0.7, X8mm Long, Grade 8.8 Steel, Zinc Plated, RoHS Fastener | 20589-10948-03230 11060-M4C8KCSC9Z6/912 10487-1000-M4C008-04 A0996-BN 4 M4 X 8mm CR6+FRE 24140-M4/8/SOHTCS/TC1D/ISO4762 | FASTENAL COMPANY ANIXTER OHTA BOSSARD TR FORMAC DIV OF TR FASTENINGS | STM
4984 | 8 | 11 |  | CTAComponent | 5494237 | 1 | Release | Each | 8.0 | Reinforce column |  |  | CCX
4985 | 7 | 6 |  | CTAComponent | 1000-M5C016-04 | 5 | Release | Each | 30.0 | Hexagon Socket Head Cap Screw, M5-0.8, X16mm Long, Grade 8.8 Steel, Zinc Plated, RoHS Fastener | 11060-M5C16KCSC9Z6/912 24140-M5/16/SOHTCS/TC1D/DIN912 10487-1000-M5C016-04 20589-ZS2540016ZP0000 A0996-BN 4 M5 x 16mm CR6+FREE | ANIXTER TR FORMAC DIV OF TR FASTENINGS OHTA FASTENAL COMPANY BOSSARD | STM
4986 | 7 | 5 |  | CTAComponent | 5454546 | 1 | Release | Each | 2.0 | Linear Guides |  |  | CCX
4987 | 7 | 9 |  | CTAComponent | 2106-M5-14 | 1 | Release | Each | 34.0 | Spring Lock Washer with Flat Ends JIS B1251, M5, Spring Stainless Steel, Rohs Fastener | 24140-2106-M5-14 | TR FORMAC DIV OF TR FASTENINGS | STM
4988 | 7 | 10 |  | CTAComponent | C2106-M6-02 | 3 | Release | Each | 6.0 | Spring Lock Washer, M6, Zinc plated, Rohs Fastener | 24140-C2106-M6-02 | TR FORMAC DIV OF TR FASTENINGS | HLE
4989 | 7 | 8 |  | CTAComponent | 2000-M5-03 | 5 | Release | Each | 4.0 | Flat Washer, ISO7089, M5, Steel 200HV, Zinc Plated, RoHS Fastener | A0996-BN343-M5 CR3 11060-M5NWSFSTZ6/125ATP 20589-10948-03456 24140-M5/-/PWSTWA/TC1/DIN125 10487-7130111-5 | BOSSARD ANIXTER FASTENAL COMPANY TR FORMAC DIV OF TR FASTENINGS OHTA | STM
4990 | 7 | 7 |  | CTAComponent | 1000-M6C016-04 | 4 | Release | Each | 6.0 | Hexagon Socket Head Cap Screw, M6-1, X16mm Long, Grade 8.8 Steel, Zinc Plated, RoHS Fastener | 20589-10948-03239 10487-1000-M6C016-04 24140-M6/16/SOHTCS/TC1D/DIN912 11060-M6C16KCSC9Z6/912 A0996-BN 4 M6 x 16mm CR6+FREE | FASTENAL COMPANY OHTA TR FORMAC DIV OF TR FASTENINGS ANIXTER BOSSARD | STM
4991 | 7 | 11 |  | CTAComponent | 3000-M5C-04 | 4 | Release | Each | 4.0 | Hexagon Nut, ISO4032, M5-0.8, Grade 8 Steel, Zinc Plated, RoHS Fastener | 20589-10948-03687 A0996-BN117 M5 CR6+FREE 24140-M5/-/HFH8-/TC1D/DIN934 11060-M5CNFHSTZ6/934 | FASTENAL COMPANY BOSSARD TR FORMAC DIV OF TR FASTENINGS ANIXTER | STM
4992 | 7 | 4 |  | CTAComponent | 5181222 | 2 | Release | Each | 2.0 | Close cover |  |  | HLE
4993 | 6 | 4 |  | CTAAssembly | 5452892 | 1 | Release | Each | 1.0 | Column movement motor ASM |  |  | CCX
4994 | 7 | 2 |  | CTAComponent | 5445994 | 1 | Release | Each | 1.0 | Motor mounting plate |  |  | CCX
4995 | 7 | 1 |  | CTAComponent | 5437963 | 1 | Release | Each | 1.0 | Drive gear |  |  | CCX
4996 | 7 | 5 |  | CTAComponent | 5436857 | 1 | Release | Each | 1.0 | Potentiometer gear B |  |  | CCX
4997 | 7 | 4 |  | CTAComponent | 5461746 | 1 | Release | Each | 1.0 | Potentiometer gear A |  |  | CCX
4998 | 7 | 3 |  | CTAComponent | 5441131 | 1 | Release | Each | 1.0 | Potentiometer mounting plate |  |  | CCX
4999 | 7 | 8 |  | CTAComponent | 1000-M4C008-04 | 6 | Release | Each | 6.0 | Hexagon Socket Head Cap Screw, ISO 4762, M4-0.7, X8mm Long, Grade 8.8 Steel, Zinc Plated, RoHS Fastener | 20589-10948-03230 11060-M4C8KCSC9Z6/912 10487-1000-M4C008-04 A0996-BN 4 M4 X 8mm CR6+FRE 24140-M4/8/SOHTCS/TC1D/ISO4762 | FASTENAL COMPANY ANIXTER OHTA BOSSARD TR FORMAC DIV OF TR FASTENINGS | STM
5000 | 7 | 7 |  | CTAComponent | 5457710 | 1 | Release | Each | 1.0 | Table column SID potentiometer and cable |  |  | HLE
5001 | 7 | 6 |  | CTAComponent | 5446779 | 1 | Release | Each | 1.0 | Column movement motor and gear box assembly |  |  | HLE
5002 | 7 | 11 |  | CTAComponent | 2000-M6-03 | 3 | Release | Each | 8.0 | Flat Washer, ISO7089, M6, Steel 200HV, Zinc Plated, RoHS Fastener | 20589-10948-03457 10487-2000-M6-03 11060-M6NWSFSTZ6/125ATP 24140-M6/-/PWSTWA/TC1/DIN125 | FASTENAL COMPANY OHTA ANIXTER TR FORMAC DIV OF TR FASTENINGS | STM
5003 | 7 | 10 |  | CTAComponent | 1003-M6C016-22 | 2 | Release | Each | 4.0 | Hexagon Socket Button Head Screw, M6-1, X16mm Long, Grade10.9 Steel, Black Oxide, RoHS Fastener | 11060-M6C16KBCC2/7380 A0996-1020749 20589-10948-03335 | ANIXTER BOSSARD FASTENAL COMPANY | STM
5004 | 7 | 9 |  | CTAComponent | 1000-M6C016-04 | 4 | Release | Each | 4.0 | Hexagon Socket Head Cap Screw, M6-1, X16mm Long, Grade 8.8 Steel, Zinc Plated, RoHS Fastener | 20589-10948-03239 10487-1000-M6C016-04 24140-M6/16/SOHTCS/TC1D/DIN912 11060-M6C16KCSC9Z6/912 A0996-BN 4 M6 x 16mm CR6+FREE | FASTENAL COMPANY OHTA TR FORMAC DIV OF TR FASTENINGS ANIXTER BOSSARD | STM
5005 | 7 | 12 |  | CTAComponent | C2106-M6-02 | 3 | Release | Each | 8.0 | Spring Lock Washer, M6, Zinc plated, Rohs Fastener | 24140-C2106-M6-02 | TR FORMAC DIV OF TR FASTENINGS | HLE
5006 | 6 | 6 |  | CTAAssembly | 5456207 | 1 | Release | Each | 1.0 | Motor driver ASM |  |  | CCX
5007 | 7 | 3 |  | CTAComponent | 1000-M3C006-04 | 5 | Release | Each | 4.0 | Hexagon Socket Head Cap Screw, ISO 4762, M3-0.5, X6mm Long, Grade 8.8 Steel, Zinc Plated, RoHS Fastener | 20589-10948-03224 10487-1000-M3C006-04 24140-M3/6/SOHTCS/TC1D/DIN912 11060-M3C6KCSC9Z6/912 A0996-BN 4 M3 X 6mm CR6+FREE | FASTENAL COMPANY OHTA TR FORMAC DIV OF TR FASTENINGS ANIXTER BOSSARD | STM
5008 | 7 | 1 |  | CTAComponent | 5457761 | 1 | Release | Each | 1.0 | Motor driver bracket |  |  | CCX
5009 | 7 | 5 |  | CTAComponent | 2106-M3-05 | 2 | Release | Each | 4.0 | Spring Lock Washer with Flat Ends JIS B1251, M3, Spring Steel, Zinc Plated, Rohs Fastener | 24140-MEP M3/SPSTWA/TC1D/JIS B1251 | TR FORMAC DIV OF TR FASTENINGS | STM
5010 | 7 | 4 |  | CTAComponent | 2000-M3-03 | 2 | Release | Each | 4.0 | WASHER PLAIN - LARGE 3.2 MM 7 MM , HV200, Steel, Zinc plate RoHS Washer | 10487-2000-M3-03 23983-6083737 24140-200-M3-03 | OHTA BOSSARD CHINA TR FORMAC DIV OF TR FASTENINGS | STM
5011 | 7 | 2 |  | ECCCollectorPart | 5476848 | 3 | Release | Each | 1.0 | PT800+ SID Motor Driver collector |  |  | HLE
5012 | 8 |  | f2 | CTAComponent | 5459814 | 3 | Release | Each | 1.0 | PS800R SID Motor Driver |  |  | CCX
5013 | 6 | 8 |  | CTAAssembly | 5449655 | 1 | Release | Each | 1.0 | Compressor driven wheel ASM |  |  | CCX
5014 | 7 | 1 |  | CTAComponent | 5453899 | 1 | Release | Each | 1.0 | Driven wheel mounting block |  |  | CCX
5015 | 7 | 3 |  | CTAComponent | 5449816 | 1 | Release | Each | 1.0 | Shaft sleeve A |  |  | CCX
5016 | 7 | 5 |  | CTAComponent | 5461748 | 1 | Release | Each | 1.0 | Driven wheel shaft |  |  | CCX
5017 | 7 | 4 |  | CTAComponent | 5447781 | 1 | Release | Each | 1.0 | Compressor driven wheel |  |  | CCX
5018 | 7 | 2 |  | CTAComponent | 5438918 | 1 | Release | Each | 1.0 | Driven wheel mounting base |  |  | CCX
5019 | 7 | 7 |  | CTAComponent | 5452244 | 1 | Release | Each | 2.0 | Bearing NSK 6900 |  |  | CCX
5020 | 7 | 8 |  | CTAComponent | 5494372 | 1 | Release | Each | 1.0 | Circlip for hole-GB893.1-86 22 Series Fastener Drawing RoHS Compliant |  |  | CCX
5021 | 7 | 9 |  | CTAComponent | C5001-M10-02 | 1 | Release | Each | 1.0 | GB_T 894.1，M10，Spring Steel，Black Oxide finish，RoHS Fastener | 25114-M10/-/-STSR/BO/GB894.1 | TR FORMAC SHANGHAI PTE LTD | HLE
5022 | 7 | 6 |  | CTAComponent | 5445365 | 1 | Release | Each | 1.0 | Shaft sleeve B |  |  | CCX
5023 | 7 | 13 |  | CTAComponent | C2106-M6-02 | 3 | Release | Each | 2.0 | Spring Lock Washer, M6, Zinc plated, Rohs Fastener | 24140-C2106-M6-02 | TR FORMAC DIV OF TR FASTENINGS | HLE
5024 | 7 | 12 |  | CTAComponent | 2000-M6-03 | 3 | Release | Each | 2.0 | Flat Washer, ISO7089, M6, Steel 200HV, Zinc Plated, RoHS Fastener | 20589-10948-03457 10487-2000-M6-03 11060-M6NWSFSTZ6/125ATP 24140-M6/-/PWSTWA/TC1/DIN125 | FASTENAL COMPANY OHTA ANIXTER TR FORMAC DIV OF TR FASTENINGS | STM
5025 | 7 | 11 |  | CTAComponent | 1000-M6C035-04 | 2 | Release | Each | 2.0 | Hexagon Socket Head Cap Screw, M6-1, X35mm Long, Grade 8.8 Steel, Zinc Plated, RoHS Fastener | 11060-M6C35KCSC9Z6/912 20589-ZS2550035ZP0000 10487-1000-M6C035-04 | ANIXTER FASTENAL COMPANY OHTA | STM
5026 | 7 | 10 |  | CTAComponent | 1000-M4C008-04 | 6 | Release | Each | 2.0 | Hexagon Socket Head Cap Screw, ISO 4762, M4-0.7, X8mm Long, Grade 8.8 Steel, Zinc Plated, RoHS Fastener | 20589-10948-03230 11060-M4C8KCSC9Z6/912 10487-1000-M4C008-04 A0996-BN 4 M4 X 8mm CR6+FRE 24140-M4/8/SOHTCS/TC1D/ISO4762 | FASTENAL COMPANY ANIXTER OHTA BOSSARD TR FORMAC DIV OF TR FASTENINGS | STM
5027 | 6 | 7 |  | CTAAssembly | 5457760 | 1 | Release | Each | 1.0 | Compressor ASM |  |  | CCX
5028 | 7 | 2 |  | CTAComponent | 5457164 | 1 | Release | Each | 2.0 | Mounting block |  |  | CCX
5029 | 7 | 4 |  | CTAAssembly | 5450625 | 2 | Release | Each | 1.0 | Guide shaft B ASM |  |  | CCX
5030 | 8 | 2 |  | CTAAssembly | 5436858 | 2 | Release | Each | 1.0 | Connecting shaft ASM |  |  | CCX
5031 | 9 | 2 |  | CTAComponent | 5459439 | 2 | Release | Each | 1.0 | Connecting shaft |  |  | CCX
5032 | 9 | 1 |  | CTAComponent | 5442945 | 1 | Release | Each | 1.0 | Linear bearing housing |  |  | CCX
5033 | 8 | 3 |  | CTAAssembly | 5449359 | 1 | Release | Each | 1.0 | Connecting shaft bracket ASM |  |  | CCX
5034 | 9 | 2 |  | CTAComponent | 5462455 | 1 | Release | Each | 1.0 | Connecting shaft bracket B |  |  | CCX
5035 | 9 | 1 |  | CTAComponent | 5441306 | 1 | Release | Each | 1.0 | Connecting shaft bracket A |  |  | CCX
5036 | 8 | 1 |  | CTAComponent | 5436065 | 1 | Release | Each | 1.0 | Guide shaft B |  |  | CCX
5037 | 8 | 7 |  | CTAComponent | 5458683 | 1 | Release | Each | 2.0 | BEARING LME16UU |  |  | CCX
5038 | 8 | 6 |  | CTAComponent | 5494294 | 1 | Release | Each | 2.0 | Circlip for hole-GB893.1-86 26 Series Fastener Drawing RoHS Compliant |  |  | CCX
5039 | 8 | 5 |  | CTAComponent | 5462456 | 2 | Release | Each | 1.0 | Decorative pipe |  |  | CCX
5040 | 8 | 8 |  | CTAComponent | 5497563 | 1 | Release | Each | 1.0 | Bearing TOK DR-40-H17 |  |  | CCX
5041 | 8 | 4 |  | CTAComponent | 5497564 | 1 | Release | Each | 1.0 | Shaft sleeve |  |  | CCX
5042 | 7 | 5 |  | CTAComponent | 5441305 | 1 | Release | Each | 1.0 | Balance block |  |  | CCX
5043 | 7 | 3 |  | CTAComponent | 5438144 | 1 | Release | Each | 2.0 | Guide shaft A |  |  | CCX
5044 | 7 | 1 |  | CTAComponent | 5437363 | 1 | Release | Each | 1.0 | Compressor baseplate |  |  | CCX
5045 | 7 | 10 |  | CTAComponent | 5461747 | 1 | Release | Each | 1.0 | Cup fixing screw |  |  | CCX
5046 | 7 | 9 |  | CTAComponent | 5438917 | 1 | Release | Each | 1.0 | Cup connecting part |  |  | CCX
5047 | 7 | 7 |  | CTAComponent | 5447780 | 1 | Release | Each | 1.0 | Balance block bracket |  |  | CCX
5048 | 7 | 8 |  | CTAComponent | 5454713 | 2 | Release | Each | 1.0 | Cup connecting pipe |  |  | CCX
5049 | 7 | 6 |  | CTAComponent | 5449815 | 1 | Release | Each | 4.0 | Balance block guide sleeve |  |  | CCX
5050 | 7 | 12 |  | CTAComponent | 5437364 | 1 | Release | Each | 1.0 | End plate |  |  | CCX
5051 | 7 | 11 |  | CTAAssembly | 5455577 | 1 | Release | Each | 1.0 | Guideway ASM |  |  | CCX
5052 | 8 | 1 |  | CTAComponent | 5436861 | 1 | Release | Each | 1.0 | Guideway |  |  | CCX
5053 | 8 | 4 |  | CTAComponent | 5444512 | 1 | Release | Each | 2.0 | Plate 3 |  |  | CCX
5054 | 8 | 3 |  | CTAComponent | 5446971 | 1 | Release | Each | 1.0 | Plate 2 |  |  | CCX
5055 | 8 | 2 |  | CTAComponent | 5453897 | 1 | Release | Each | 1.0 | Plate 1 |  |  | CCX
5056 | 7 | 16 |  | CTAComponent | 1000-M4C012-04 | 4 | Release | Each | 1.0 | Hexagon Socket Head Cap Screw, M4-0.7, X12mm Long, Grade 8.8 Steel, Zinc Plated, RoHS Fastener | 11060-M4C12KCSC9Z6/912 24140-M4/12/SOHTCS/TC1D/DIN912 20589-10948-03232 10487-1000-M4C012-04 A0996-BN 4 M4 X 12mm CR6+FREE | ANIXTER TR FORMAC DIV OF TR FASTENINGS FASTENAL COMPANY OHTA BOSSARD | STM
5057 | 7 | 17 |  | CTAComponent | 1000-M4C025-04 | 3 | Release | Each | 8.0 | Hexagon Socket Head Cap Screw, M4-0.7, X25mm Long, Grade 8.8 Steel, Zinc Plated, RoHS Fastener | 11060-M4C25KCSC9Z6/912 24140-M4/25/HHSTBL/TC1D 20589-10948-03235 10487-1000-M4C025-04 | ANIXTER TR FORMAC DIV OF TR FASTENINGS FASTENAL COMPANY OHTA | STM
5058 | 7 | 15 |  | CTAComponent | 5450657 | 1 | Release | Each | 4.0 | M4x10_GB973 |  |  | CCX
5059 | 7 | 14 |  | CTAComponent | 5476931 | 1 | Release | Each | 1.0 | Compressor cup |  |  | HLE
5060 | 7 | 13 |  | CTAComponent | 5494304 | 1 | Release | Each | 1.0 | Guide block |  |  | CCX
5061 | 7 | 20 |  | CTAComponent | 2000-M4-03 | 3 | Release | Each | 1.0 | FLAT WASHER - NORMAL SERIES, ISO 7089, M4 CLASS 200H STEEL, ZINC PLATED RoHS FASTENER | 24140-M4/-/PWSTWA/TC1/DIN125 10487-2000-M4-03 A0996-BN 343 M4 CR6+FREE 24432-11103691 11060-M4NWSFSTZ6/125ATP | TR FORMAC DIV OF TR FASTENINGS OHTA BOSSARD FASTENAL ANIXTER | STM
5062 | 7 | 21 |  | CTAComponent | C2106-M4-02 | 3 | Release | Each | 9.0 | Spring Lock Washer, M4, Zinc plated, Rohs Fastener | 24140-C2106-M4-02 | TR FORMAC DIV OF TR FASTENINGS | HLE
5063 | 7 | 19 |  | CTAComponent | 1010-M4C006-14 | 2 | Release | Each | 3.0 | Phillips Flat Head Screw, ISO 7046, M4-0.7, X6mm Long, Grade 4.8 Steel, Zinc Plated, RoHS Fastener | 11060-M4C6MXFSTZ6/965A A0996-BN 388 M4-0.7 x 6mm CR6+FREE 12217-25030-109 | ANIXTER BOSSARD MIDWEST PRODUCTS & ENGINEERING | STM
5064 | 7 | 18 |  | CTAComponent | 1010-M3C006-14 | 1 | Release | Each | 8.0 | Phillips Flat Head Screw, ISO 7046, M3-0.5, X6mm Long, Grade 4.8 Steel, Zinc Plated, RoHS Fastener | 20589-10948-03501 11060-M3C6MXFSTZ6/965A | FASTENAL COMPANY ANIXTER | STM
5065 | 7 | 22 |  | CTAComponent | 5494305 | 1 | Release | Each | 1.0 | Adjusting sleeve |  |  | CCX
5066 | 6 | 5 |  | CTAAssembly | 5452893 | 1 | Release | Each | 1.0 | Tube rotate switch ASM |  |  | CCX
5067 | 7 | 2 |  | CTAComponent | 5448409 | 2 | Release | Each | 1.0 | MICRO SWITCH |  |  | HLE
5068 | 7 | 4 |  | CTAComponent | 5459257 | 1 | Release | Each | 1.0 | thread hole plate |  |  | CCX
5069 | 7 | 3 |  | CTAComponent | C1213-M4C030-14 | 1 | Release | Each | 2.0 | GB_T 9074.8，M4x30mm，Grade 4.8 Steel，Zinc finish，RoHS Fastener | 25114-M4/30/PPSTPS/TC1/GB9074.8 | TR FORMAC SHANGHAI PTE LTD | HLE
5070 | 7 | 1 |  | CTAComponent | 5443553 | 1 | Release | Each | 1.0 | Tube rotate micro switch bracket |  |  | CCX
5071 | 7 | 6 |  | CTAComponent | 5447590 | 1 | Release | Each | 1.0 | through hole plate |  |  | CCX
5072 | 7 | 5 |  | CTAComponent | 5460819 | 1 | Release | Each | 1.0 | insulation piece |  |  | CCX
5073 | 6 | 3 |  | CTAAssembly | 5461566 | 1 | Release | Each | 1.0 | Column movement assembly |  |  | CCX
5074 | 7 | 2 |  | CTAComponent | 5459438 | 1 | Release | Each | 1.0 | Cover plate A |  |  | CCX
5075 | 7 | 3 |  | CTAComponent | 5447779 | 1 | Release | Each | 2.0 | SID limited block A |  |  | CCX
5076 | 7 | 1 |  | CTAAssembly | 5453896 | 1 | Release | Each | 1.0 | L column |  |  | CCX
5077 | 8 | 1 |  | CTAComponent | 5494269 | 2 | Release | Each | 1.0 | L column |  |  | CCX
5078 | 8 | 4 |  | CTAComponent | 5446169 | 1 | Release | Each | 2.0 | L column reinforce plate A |  |  | CCX
5079 | 8 | 3 |  | CTAComponent | 5436856 | 1 | Release | Each | 1.0 | Tube bracket mounting plate |  |  | CCX
5080 | 8 | 2 |  | CTAComponent | 5457931 | 1 | Release | Each | 1.0 | Slider mounting plate |  |  | CCX
5081 | 8 | 6 |  | CTAComponent | 5459436 | 1 | Release | Each | 1.0 | L column reinforce plate C |  |  | CCX
5082 | 8 | 7 |  | CTAComponent | 5446970 | 1 | Release | Each | 8.0 | Nut column B |  |  | CCX
5083 | 8 | 5 |  | CTAComponent | 5456389 | 1 | Release | Each | 4.0 | L column reinforce plate B |  |  | CCX
5084 | 7 | 5 |  | CTAComponent | 5494271 | 1 | Release | Each | 2.0 | Cable bracket |  |  | CCX
5085 | 7 | 6 |  | CTAComponent | 5451397 | 1 | Release | Each | 4.0 | Linear Guides Slider |  |  | CCX
5086 | 7 | 4 |  | CTAComponent | 5455576 | 1 | Release | Each | 1.0 | Cover plate B |  |  | CCX
5087 | 7 | 8 |  | CTAComponent | 1000-M5C012-04 | 5 | Release | Each | 6.0 | Hexagon Socket Head Cap Screw, M5-0.8, X12mm Long, Grade 8.8 Steel, Zinc Plated, RoHS Fastener | 11060-M5C12KCSC9Z6/912 10487-1000-M5C012-04 24140-M5/12/SOHTCS/TC1D/DIN912 20589-ZS2540012ZP0000 A0996-BN 3 M5x12mm CR6+FREE | ANIXTER OHTA TR FORMAC DIV OF TR FASTENINGS FASTENAL COMPANY BOSSARD | STM
5088 | 7 | 7 |  | CTAComponent | 1000-M4C008-04 | 6 | Release | Each | 4.0 | Hexagon Socket Head Cap Screw, ISO 4762, M4-0.7, X8mm Long, Grade 8.8 Steel, Zinc Plated, RoHS Fastener | 20589-10948-03230 11060-M4C8KCSC9Z6/912 10487-1000-M4C008-04 A0996-BN 4 M4 X 8mm CR6+FRE 24140-M4/8/SOHTCS/TC1D/ISO4762 | FASTENAL COMPANY ANIXTER OHTA BOSSARD TR FORMAC DIV OF TR FASTENINGS | STM
5089 | 7 | 11 |  | CTAComponent | 2000-M4-03 | 3 | Release | Each | 4.0 | FLAT WASHER - NORMAL SERIES, ISO 7089, M4 CLASS 200H STEEL, ZINC PLATED RoHS FASTENER | 24140-M4/-/PWSTWA/TC1/DIN125 10487-2000-M4-03 A0996-BN 343 M4 CR6+FREE 24432-11103691 11060-M4NWSFSTZ6/125ATP | TR FORMAC DIV OF TR FASTENINGS OHTA BOSSARD FASTENAL ANIXTER | STM
5090 | 7 | 10 |  | CTAComponent | 1010-M4C006-14 | 2 | Release | Each | 8.0 | Phillips Flat Head Screw, ISO 7046, M4-0.7, X6mm Long, Grade 4.8 Steel, Zinc Plated, RoHS Fastener | 11060-M4C6MXFSTZ6/965A A0996-BN 388 M4-0.7 x 6mm CR6+FREE 12217-25030-109 | ANIXTER BOSSARD MIDWEST PRODUCTS & ENGINEERING | STM
5091 | 7 | 9 |  | CTAComponent | 1000-M5C025-04 | 3 | Release | Each | 14.0 | Hexagon Socket Head Cap Screw, M5-0.8, X25mm Long, Grade 8.8 Steel, Zinc Plated, RoHS Fastener | 11060-M5C25KCSC9Z6/912 25114-1000-M5C025-04 20589-11103214 10487-1000-M5C025-04 | ANIXTER TR FORMAC SHANGHAI PTE LTD FASTENAL COMPANY OHTA | STM
5092 | 7 | 13 |  | CTAComponent | 2106-M5-14 | 1 | Release | Each | 20.0 | Spring Lock Washer with Flat Ends JIS B1251, M5, Spring Stainless Steel, Rohs Fastener | 24140-2106-M5-14 | TR FORMAC DIV OF TR FASTENINGS | STM
5093 | 7 | 14 |  | CTAComponent | C2106-M4-02 | 3 | Release | Each | 4.0 | Spring Lock Washer, M4, Zinc plated, Rohs Fastener | 24140-C2106-M4-02 | TR FORMAC DIV OF TR FASTENINGS | HLE
5094 | 7 | 12 |  | CTAComponent | 2000-M5-03 | 5 | Release | Each | 14.0 | Flat Washer, ISO7089, M5, Steel 200HV, Zinc Plated, RoHS Fastener | A0996-BN343-M5 CR3 11060-M5NWSFSTZ6/125ATP 20589-10948-03456 24140-M5/-/PWSTWA/TC1/DIN125 10487-7130111-5 | BOSSARD ANIXTER FASTENAL COMPANY TR FORMAC DIV OF TR FASTENINGS OHTA | STM
5095 | 6 | 2 |  | CTAAssembly | 5455398 | 1 | Release | Each | 2.0 | Column micro switch ASM |  |  | CCX
5096 | 7 | 1 |  | CTAComponent | 5461567 | 1 | Release | Each | 1.0 | SID micro switch bracket |  |  | CCX
5097 | 7 | 3 |  | CTAComponent | C1213-M4C030-14 | 1 | Release | Each | 2.0 | GB_T 9074.8，M4x30mm，Grade 4.8 Steel，Zinc finish，RoHS Fastener | 25114-M4/30/PPSTPS/TC1/GB9074.8 | TR FORMAC SHANGHAI PTE LTD | HLE
5098 | 7 | 5 |  | CTAComponent | 5460819 | 1 | Release | Each | 1.0 | insulation piece |  |  | CCX
5099 | 7 | 4 |  | CTAComponent | 5459257 | 1 | Release | Each | 1.0 | thread hole plate |  |  | CCX
5100 | 7 | 2 |  | CTAComponent | 5448409 | 2 | Release | Each | 1.0 | MICRO SWITCH |  |  | HLE
5101 | 7 | 6 |  | CTAComponent | 5447590 | 1 | Release | Each | 1.0 | through hole plate |  |  | CCX
5102 | 6 | 12 |  | CTAAssembly | 5449656 | 1 | Release | Each | 1.0 | Cup holder assembly |  |  | CCX
5103 | 7 | 2 |  | CTAComponent | 5448605 | 1 | Release | Each | 1.0 | Rotating shaft |  |  | CCX
5104 | 7 | 4 |  | CTAComponent | 5458684 | 1 | Release | Each | 1.0 | Barium cup |  |  | CCX
5105 | 7 | 5 |  | CTAComponent | 1010-M5C016-14 | 1 | Release | Each | 1.0 | Phillips Flat Head Screw, ISO 7046, M5-0.8, X16mm Long, Grade 4.8 Steel, Zinc Plated, RoHS Fastener | 20589-10948-03516 11060-M5C16MXFSTZ6/965A | FASTENAL COMPANY ANIXTER | STM
5106 | 7 | 3 |  | CTAComponent | 5439705 | 1 | Release | Each | 1.0 | Cup bracket |  |  | CCX
5107 | 7 | 1 |  | CTAAssembly | 5446172 | 1 | Release | Each | 1.0 | Cup fixed ASM |  |  | CCX
5108 | 8 | 2 |  | CTAComponent | 5445367 | 1 | Release | Each | 1.0 | Support pipe |  |  | CCX
5109 | 8 | 1 |  | CTAComponent | 5460205 | 1 | Release | Each | 1.0 | Base |  |  | CCX
5110 | 7 | 6 |  | CTAComponent | C1213-M3C006-14 | 1 | Release | Each | 2.0 | GB_T 9074.8，M3x6mm，Grade 4.8 Steel，Zinc finish，RoHS Fastener | 25114-M3/6/PPSTPS/TC1/GB9074.8 | TR FORMAC SHANGHAI PTE LTD | HLE
5111 | 6 | 13 |  | CTAAssembly | 5453902 | 1 | Release | Each | 1.0 | Back cover assembly |  |  | CCX
5112 | 7 | 1 |  | CTAComponent | 5441133 | 1 | Release | Each | 1.0 | Back cover |  |  | CCX
5113 | 7 | 4 |  | CTAComponent | 5494388 | 1 | Release | Each | 1.0 | Reinforce plate |  |  | CCX
5114 | 7 | 3 |  | CTAComponent | 5443789 | 1 | Release | Each | 1.0 | Mounting plate |  |  | CCX
5115 | 7 | 2 |  | CTAComponent | 5441309 | 1 | Release | Each | 6.0 | Cushion block |  |  | CCX
5116 | 6 | 14 |  | CTAComponent | 5454547 | 1 | Release | Each | 1.0 | Cable bracket |  |  | CCX
5117 | 6 | 16 |  | CTAAssembly | 5437161 | 3 | Release | Each | 1.0 | Inner MIC assembly |  |  | CCX
5118 | 6 | 15 |  | CTAComponent | 5456391 | 1 | Release | Each | 2.0 | Electromagnetic brake cover |  |  | CCX
5119 | 6 | 11 |  | CTAAssembly | 5437186 | 1 | Release | Each | 1.0 | Column cover assembly |  |  | CCX
5120 | 7 | 2 |  | CTAComponent | 5440479 | 1 | Release | Each | 1.0 | MIC base |  |  | CCX
5121 | 7 | 3 |  | CTAComponent | 5494384 | 1 | Release | Each | 1.0 | Sleeve |  |  | CCX
5122 | 7 | 1 |  | CTAAssembly | 5456390 | 1 | Release | Each | 1.0 | Front cover ASM |  |  | CCX
5123 | 8 | 2 |  | CTAComponent | 5459441 | 1 | Release | Each | 1.0 | Speaker base |  |  | CCX
5124 | 8 | 1 |  | CTAComponent | 5443731 | 1 | Release | Each | 1.0 | Front cover |  |  | CCX
5125 | 8 | 6 |  | CTAComponent | 5436067 | 1 | Release | Each | 1.0 | Front cover bracket 2 |  |  | CCX
5126 | 8 | 5 |  | CTAComponent | 5449818 | 1 | Release | Each | 1.0 | Speaker mounting plate |  |  | CCX
5127 | 8 | 4 |  | CTAComponent | 5453071 | 1 | Release | Each | 4.0 | Front cover bracket 1 |  |  | CCX
5128 | 8 | 3 |  | CTAComponent | 5453901 | 1 | Release | Each | 2.0 | Nut column C |  |  | CCX
5129 | 8 | 7 |  | CTAComponent | 5442144 | 1 | Release | Each | 1.0 | Reinforce plate |  |  | CCX
5130 | 6 | 10 |  | CTAAssembly | 5453712 | 1 | Release | Each | 1.0 | Compressor micro swich ASM |  |  | CCX
5131 | 7 | 2 |  | CTAComponent | 5461564 | 2 | Release | Each | 1.0 | MICRO SWITCH |  |  | HLE
5132 | 7 | 4 |  | CTAComponent | 5459257 | 1 | Release | Each | 1.0 | thread hole plate |  |  | CCX
5133 | 7 | 3 |  | CTAComponent | C1213-M4C030-14 | 1 | Release | Each | 2.0 | GB_T 9074.8，M4x30mm，Grade 4.8 Steel，Zinc finish，RoHS Fastener | 25114-M4/30/PPSTPS/TC1/GB9074.8 | TR FORMAC SHANGHAI PTE LTD | HLE
5134 | 7 | 1 |  | CTAComponent | 5447606 | 1 | Release | Each | 1.0 | Compressor micro swich bracket |  |  | CCX
5135 | 7 | 6 |  | CTAComponent | 5447590 | 1 | Release | Each | 1.0 | through hole plate |  |  | CCX
5136 | 7 | 5 |  | CTAComponent | 5460819 | 1 | Release | Each | 1.0 | insulation piece |  |  | CCX
5137 | 6 | 9 |  | CTAAssembly | 5437965 | 1 | Release | Each | 1.0 | Compressor motor and gear box ASM |  |  | CCX
5138 | 7 | 2 |  | CTAComponent | 5437964 | 4 | Release | Each | 1.0 | Compressor motor and gear box assembly |  |  | CCX
5139 | 7 | 3 |  | CTAComponent | 1000-M4C012-04 | 4 | Release | Each | 2.0 | Hexagon Socket Head Cap Screw, M4-0.7, X12mm Long, Grade 8.8 Steel, Zinc Plated, RoHS Fastener | 11060-M4C12KCSC9Z6/912 24140-M4/12/SOHTCS/TC1D/DIN912 20589-10948-03232 10487-1000-M4C012-04 A0996-BN 4 M4 X 12mm CR6+FREE | ANIXTER TR FORMAC DIV OF TR FASTENINGS FASTENAL COMPANY OHTA BOSSARD | STM
5140 | 7 | 1 |  | CTAComponent | 5460829 | 1 | Release | Each | 1.0 | Compressor driving wheel |  |  | CCX
5141 | 6 | 22 |  | CTAComponent | 1000-M5C016-04 | 5 | Release | Each | 4.0 | Hexagon Socket Head Cap Screw, M5-0.8, X16mm Long, Grade 8.8 Steel, Zinc Plated, RoHS Fastener | 11060-M5C16KCSC9Z6/912 24140-M5/16/SOHTCS/TC1D/DIN912 10487-1000-M5C016-04 20589-ZS2540016ZP0000 A0996-BN 4 M5 x 16mm CR6+FREE | ANIXTER TR FORMAC DIV OF TR FASTENINGS OHTA FASTENAL COMPANY BOSSARD | STM
5142 | 6 | 19 |  | CTAComponent | 1000-M4C008-04 | 6 | Release | Each | 15.0 | Hexagon Socket Head Cap Screw, ISO 4762, M4-0.7, X8mm Long, Grade 8.8 Steel, Zinc Plated, RoHS Fastener | 20589-10948-03230 11060-M4C8KCSC9Z6/912 10487-1000-M4C008-04 A0996-BN 4 M4 X 8mm CR6+FRE 24140-M4/8/SOHTCS/TC1D/ISO4762 | FASTENAL COMPANY ANIXTER OHTA BOSSARD TR FORMAC DIV OF TR FASTENINGS | STM
5143 | 6 | 20 |  | CTAComponent | 1000-M4C012-04 | 4 | Release | Each | 8.0 | Hexagon Socket Head Cap Screw, M4-0.7, X12mm Long, Grade 8.8 Steel, Zinc Plated, RoHS Fastener | 11060-M4C12KCSC9Z6/912 24140-M4/12/SOHTCS/TC1D/DIN912 20589-10948-03232 10487-1000-M4C012-04 A0996-BN 4 M4 X 12mm CR6+FREE | ANIXTER TR FORMAC DIV OF TR FASTENINGS FASTENAL COMPANY OHTA BOSSARD | STM
5144 | 6 | 21 |  | CTAComponent | 1000-M5C012-04 | 5 | Release | Each | 6.0 | Hexagon Socket Head Cap Screw, M5-0.8, X12mm Long, Grade 8.8 Steel, Zinc Plated, RoHS Fastener | 11060-M5C12KCSC9Z6/912 10487-1000-M5C012-04 24140-M5/12/SOHTCS/TC1D/DIN912 20589-ZS2540012ZP0000 A0996-BN 3 M5x12mm CR6+FREE | ANIXTER OHTA TR FORMAC DIV OF TR FASTENINGS FASTENAL COMPANY BOSSARD | STM
5145 | 6 | 18 |  | CTAAssembly | 5444084 | 2 | Release | Each | 1.0 | SPK assembly |  |  | CCX
5146 | 6 | 17 |  | CTAComponent | 5440286 | 2 | Release | Each | 1.0 | terminal board |  |  | CCX
5147 | 6 | 26 |  | CTAComponent | 1003-M4C012-31 | 2 | Release | Each | 10.0 | Hexagon Socket Button Head Screw, M4-0.7, X12mm Long, A2-70 Stainless Steel, Passivate, RoHS Fastener | 20589-10948-03353 A0996-1348825 11060-M4C12KBCSJ/7380 | FASTENAL COMPANY BOSSARD ANIXTER | STM
5148 | 6 | 27 |  | CTAComponent | 1007-M4C010-14 | 2 | Release | Each | 13.0 | Phillips Pan Head Screw, ISO 7045, M4-0.7, X10mm Long, Grade 4.8 Steel, Zinc Plated, RoHS Fastener | 11060-M4C10MXPSTZ6/7985 20589-10948-03570 24140-M4/10/PPSTMC/TC1/ISO7045 | ANIXTER FASTENAL COMPANY TR FORMAC DIV OF TR FASTENINGS | STM
5149 | 6 | 28 |  | CTAComponent | 1010-M4C006-14 | 2 | Release | Each | 24.0 | Phillips Flat Head Screw, ISO 7046, M4-0.7, X6mm Long, Grade 4.8 Steel, Zinc Plated, RoHS Fastener | 11060-M4C6MXFSTZ6/965A A0996-BN 388 M4-0.7 x 6mm CR6+FREE 12217-25030-109 | ANIXTER BOSSARD MIDWEST PRODUCTS & ENGINEERING | STM
5150 | 6 | 29 |  | CTAComponent | 2000-M4-03 | 3 | Release | Each | 28.0 | FLAT WASHER - NORMAL SERIES, ISO 7089, M4 CLASS 200H STEEL, ZINC PLATED RoHS FASTENER | 24140-M4/-/PWSTWA/TC1/DIN125 10487-2000-M4-03 A0996-BN 343 M4 CR6+FREE 24432-11103691 11060-M4NWSFSTZ6/125ATP | TR FORMAC DIV OF TR FASTENINGS OHTA BOSSARD FASTENAL ANIXTER | STM
5151 | 6 | 24 |  | CTAComponent | 1000-M6C016-04 | 4 | Release | Each | 4.0 | Hexagon Socket Head Cap Screw, M6-1, X16mm Long, Grade 8.8 Steel, Zinc Plated, RoHS Fastener | 20589-10948-03239 10487-1000-M6C016-04 24140-M6/16/SOHTCS/TC1D/DIN912 11060-M6C16KCSC9Z6/912 A0996-BN 4 M6 x 16mm CR6+FREE | FASTENAL COMPANY OHTA TR FORMAC DIV OF TR FASTENINGS ANIXTER BOSSARD | STM
5152 | 6 | 25 |  | CTAComponent | 1000-M8C025-04 | 3 | Release | Each | 4.0 | Hexagon Socket Head Cap Screw, M8-1.25, X25mm Long, Grade 8.8 Steel, Zinc Plated, RoHS Fastener | 11060-M8C25KCSC9Z6/912 20589-ZS2580025ZP0000 24140-M8/25/SOHTCS/TC1D/DIN912 10487-1000-M8C025-04 | ANIXTER FASTENAL COMPANY TR FORMAC DIV OF TR FASTENINGS OHTA | STM
5153 | 6 | 23 |  | CTAComponent | 1000-M5C020-04 | 4 | Release | Each | 2.0 | Hexagon Socket Head Cap Screw, M5-0.8, X20mm Long, Grade 8.8 Steel, Zinc Plated, RoHS Fastener | 11060-M5C20KCSC9Z6/912 24140-M5/20/SOHTCS/TC1D/DIN912 10487-1000-M5C020-04 20589-11103212 A0996-BN 4 M5 x 20mm CR6+FREE | ANIXTER TR FORMAC DIV OF TR FASTENINGS OHTA FASTENAL COMPANY BOSSARD | STM
5154 | 6 | 34 |  | CTAComponent | 5445416-3 | 1 | Release | Each | 1.0 | AVID PRODUCTS STEEL P-CLAMP or R-clamp DIA7.9, WIDE9.7,19243 SCP-5-323-203 |  |  | HLE
5155 | 6 | 35 |  | CTAComponent | C2106-M4-02 | 3 | Release | Each | 36.0 | Spring Lock Washer, M4, Zinc plated, Rohs Fastener | 24140-C2106-M4-02 | TR FORMAC DIV OF TR FASTENINGS | HLE
5156 | 6 | 36 |  | CTAComponent | C2106-M6-02 | 3 | Release | Each | 4.0 | Spring Lock Washer, M6, Zinc plated, Rohs Fastener | 24140-C2106-M6-02 | TR FORMAC DIV OF TR FASTENINGS | HLE
5157 | 6 | 32 |  | CTAComponent | 2106-M5-14 | 1 | Release | Each | 12.0 | Spring Lock Washer with Flat Ends JIS B1251, M5, Spring Stainless Steel, Rohs Fastener | 24140-2106-M5-14 | TR FORMAC DIV OF TR FASTENINGS | STM
5158 | 6 | 33 |  | CTAComponent | 5445416-2 | 1 | Release | Each | 5.0 | AVID PRODUCTS STEEL P-CLAMP or R-clamp DIA6.4, WIDE9.7, 19243-SCP-4-323-203 |  |  | HLE
5159 | 6 | 31 |  | CTAComponent | 2000-M8-03 | 2 | Release | Each | 5.0 | Flat Washer, ISO7089, M8, Steel 200HV, Zinc Plated, RoHS Fastener | 11060-M8NWSFSTZ6/125ATP 20589-10948-03458 25114-2000-M8-03 | ANIXTER FASTENAL COMPANY TR FORMAC SHANGHAI PTE LTD | STM
5160 | 6 | 30 |  | CTAComponent | 2000-M5-03 | 5 | Release | Each | 10.0 | Flat Washer, ISO7089, M5, Steel 200HV, Zinc Plated, RoHS Fastener | A0996-BN343-M5 CR3 11060-M5NWSFSTZ6/125ATP 20589-10948-03456 24140-M5/-/PWSTWA/TC1/DIN125 10487-7130111-5 | BOSSARD ANIXTER FASTENAL COMPANY TR FORMAC DIV OF TR FASTENINGS OHTA | STM
5161 | 6 | 43 |  | CTAComponent | C1213-M3C016-14 | 1 | Release | Each | 2.0 | GB_T 9074.8，M3x16mm，Grade 4.8 Steel，Zinc finish，RoHS Fastener | 25114-M3/16/PPSTPS/TC1/GB9074.8 | TR FORMAC SHANGHAI PTE LTD | HLE
5162 | 6 | 40 |  | CTAComponent | 5456972 | 2 | Release | Each | 1.0 | compressor resistor 152R |  |  | CCX
5163 | 6 | 41 |  | CTAComponent | 5457946 | 1 | Release | Each | 8.0 | RICHCO FTH-7A1-RT FLAT TIE HOLDER 25.4x25.4x7.1mm, ACCOMODATES 5x2mm |  |  | HLE
5164 | 6 | 42 |  | CTAComponent | 5445188 | 1 | Release | Each | 1.0 | Compressor chain |  |  | CCX
5165 | 6 | 39 |  | CTAComponent | 5456441 | 1 | Release | Each | 3.0 | KANG YANG nylon Cable Clamp P-Clamp CC-1S width9.2mm, bolt hole5.4mm, Dia3.2mm |  |  | HLE
5166 | 6 | 37 |  | CTAComponent | C2106-M8-80 | 1 | Release | Each | 5.0 | GB_T 93，M8，Spring Steel，Black Oxide finish，RoHS Fastener | 25114-M8/-/SRSTWA/BO/GB93 | TR FORMAC SHANGHAI PTE LTD | HLE
5167 | 6 | 46 |  | CTAComponent | C1213-M3C010-14 | 1 | Release | Each | 4.0 | GB_T 9074.8，M3x10mm，Grade 4.8 Steel，Zinc finish，RoHS Fastener | 25114-M3/10/PPSTPS/TC1/GB9074.8 | TR FORMAC SHANGHAI PTE LTD | HLE
5168 | 6 | 47 |  | CTAComponent | 5438150 | 3 | Release | Each | 4.0 | Support Pole |  |  | HLE
5169 | 6 | 45 |  | CTAComponent | 1000-M8C055-04 | 1 | Release | Each | 1.0 | Hexagon Socket Head Cap Screw, M8-1.25, X55mm Long, Grade 8.8 Steel, Zinc Plated, RoHS Fastener | 10487-1000-M8C055-04 | OHTA | STM
5170 | 6 | 44 |  | CTAComponent | 5168929 | 1 | Release | Each | 2.0 | copper socket |  |  | HLE
5171 | 6 | 48 |  | CTAComponent | 5497434 | 1 | Release | Each | 2.0 | Cable bracket 2 |  |  | CCX
5172 | 6 | 38 |  | CTAComponent | 2001-M5-03 | 1 | Release | Each | 2.0 | Large Flat Washer, ISO7093, M5, Steel 200HV, Zinc Plated, RoHS Fastener | 11060-M5NWFESTZ6/9021TH 20589-10948-03485 | ANIXTER FASTENAL COMPANY | STM
5173 | 6 | 50 |  | CTAComponent | 5502206 | 1 | Release | Each | 2.0 | cable clamp 2 |  |  | CCX
5174 | 6 | 51 |  | CTAComponent | C1213-M4C012-14 | 1 | Release | Each | 4.0 | GB_T 9074.8，M4x12mm，Grade 4.8 Steel，Zinc finish，RoHS Fastener | 25114-M4/12/PPSTPS/TC1/GB9074.8 | TR FORMAC SHANGHAI PTE LTD | HLE
5175 | 6 | 49 |  | CTAAssembly | 5500184 | 1 | Release | Each | 1.0 | cable clamp base |  |  | CCX
5176 | 7 | 2 |  | CTAComponent | 5498757 | 1 | Release | Each | 1.0 | Mounting Block |  |  | CCX
5177 | 7 | 4 |  | CTAComponent | 5492966 | 1 | Release | Each | 1.0 | Circlip for shaft-GB894.1-86 15 Series Fastener Drawing RoHS Compliant |  |  | CCX
5178 | 7 | 3 |  | CTAComponent | 5500183 | 1 | Release | Each | 1.0 | Mounting plate |  |  | CCX
5179 | 7 | 1 |  | CTAAssembly | 5457746 | 1 | Release | Each | 1.0 | base for cable clamp |  |  | CCX
5180 | 8 | 2 |  | CTAComponent | 5441352 | 1 | Release | Each | 1.0 | Joint Column |  |  | CCX
5181 | 8 | 1 |  | CTAComponent | 5449848 | 1 | Release | Each | 1.0 | Base Board |  |  | CCX
5182 | 5 | 13 |  | CTAComponent | 5439530 | 2 | Release | Each | 1.0 | Foot_up Cover |  |  | HLE
5183 | 5 | 12 |  | CTAAssembly | 5441941 | 1 | Release | Each | 1.0 | Cover For Column Moving Motor |  |  | HLE
5184 | 6 | 2 |  | CTAComponent | 5446203 | 1 | Release | Each | 1.0 | Cover II |  |  | HLE
5185 | 6 | 1 |  | CTAComponent | 5436098 | 1 | Release | Each | 1.0 | Cover I |  |  | HLE
5186 | 6 | 3 |  | CTAComponent | 5456421 | 2 | Release | Each | 1.0 | Cover III |  |  | HLE
5187 | 5 | 11 |  | CTAAssembly | 5451209 | 1 | Release | Each | 1.0 | Foot Cover Welding Assembly |  |  | HLE
5188 | 6 | 2 |  | CTAComponent | 5453091 | 1 | Release | Each | 3.0 | Joint Block |  |  | HLE
5189 | 6 | 1 |  | CTAComponent | 5457195 | 1 | Release | Each | 1.0 | Foot Cover |  |  | HLE
5190 | 5 | 16 |  | CTAComponent | 5436664 | 1 | Release | Each | 7.0 | Base Close Cover |  |  | HLE
5191 | 5 | 10 |  | CTAAssembly | 5459259 | 2 | Release | Each | 1.0 | Base Motor Cover |  |  | HLE
5192 | 6 | 2 |  | CTAComponent | 5437391 | 1 | Release | Each | 1.0 | Base Motor Cover II |  |  | HLE
5193 | 6 | 3 |  | CTAComponent | 5440486 | 1 | Release | Each | 1.0 | Cover For Protecting Mouse |  |  | HLE
5194 | 6 | 1 |  | CTAComponent | 5445396 | 2 | Release | Each | 1.0 | Base Motor Cover I |  |  | CCX
5195 | 6 | 4 |  | CTAComponent | C1213-M3C006-14 | 1 | Release | Each | 2.0 | GB_T 9074.8，M3x6mm，Grade 4.8 Steel，Zinc finish，RoHS Fastener | 25114-M3/6/PPSTPS/TC1/GB9074.8 | TR FORMAC SHANGHAI PTE LTD | HLE
5196 | 5 | 36 |  | CTAAssembly | 5452945 | 6 | Release | Each | 1.0 | Table Electrical Control Unit |  |  | CCX
5197 | 6 | 7 |  | CTAComponent | 1007-M2C008-31 | 1 | Release | Each | 2.0 | Phillips Pan Head Screw, ISO 7045, M2-0.4, X8mm Long, A2-70 Stainless Steel, Passivate, RoHS Fastener | 20589-10948-03589 | FASTENAL COMPANY | STM
5198 | 6 | 6 |  | CTAComponent | 5453489 | 3 | Release | Each | 1.0 | Table Board DC Power Cable |  |  | CCX
5199 | 6 | 9 |  | CTAComponent | 5445416-2 | 1 | Release | Each | 4.0 | AVID PRODUCTS STEEL P-CLAMP or R-clamp DIA6.4, WIDE9.7, 19243-SCP-4-323-203 |  |  | HLE
5200 | 6 | 1 |  | CTAAssembly | 5453695 | 3 | Release | Each | 1.0 | Electrical Bracket Welding Assembly |  |  | HLE
5201 | 7 | 2 |  | CTAComponent | 5438150 | 3 | Release | Each | 12.0 | Support Pole |  |  | HLE
5202 | 7 | 1 |  | CTAComponent | 5474161 | 3 | Release | Each | 1.0 | Electrical Bracket |  |  | HLE
5203 | 6 | 10 |  | CTAComponent | 5445416-3 | 1 | Release | Each | 2.0 | AVID PRODUCTS STEEL P-CLAMP or R-clamp DIA7.9, WIDE9.7,19243 SCP-5-323-203 |  |  | HLE
5204 | 6 | 2 |  | CTAComponent | 5440911 | 2 | Release | Each | 1.0 | Switch Power |  |  | CCX
5205 | 6 | 8 |  | CTAComponent | C1213-M4C008-14 | 1 | Release | Each | 10.0 | GB_T 9074.8，M4x8mm，Grade 4.8 Steel，Zinc finish，RoHS Fastener | 25114-M4/8/PPSTPS/TC1/GB9074.8 | TR FORMAC SHANGHAI PTE LTD | HLE
5206 | 6 | 13 |  | CTAComponent | C1213-M3C008-14 | 1 | Release | Each | 12.0 | GB_T 9074.8，M3x8mm，Grade 4.8 Steel，Zinc finish，RoHS Fastener | 25114-M3/8/PPSTPS/TC1/GB9074.8 | TR FORMAC SHANGHAI PTE LTD | HLE
5207 | 5 | 25 |  | CTAComponent | 1010-M4C006-14 | 2 | Release | Each | 1.0 | Phillips Flat Head Screw, ISO 7046, M4-0.7, X6mm Long, Grade 4.8 Steel, Zinc Plated, RoHS Fastener | 11060-M4C6MXFSTZ6/965A A0996-BN 388 M4-0.7 x 6mm CR6+FREE 12217-25030-109 | ANIXTER BOSSARD MIDWEST PRODUCTS & ENGINEERING | STM
5208 | 5 | 26 |  | CTAComponent | 1010-M5C010-14 | 1 | Release | Each | 8.0 | Phillips Flat Head Screw, ISO 7046, M5-0.8, X10mm Long, Grade 4.8 Steel, Zinc Plated, RoHS Fastener | 20589-10948-03514 11060-M5C10MXFSTZ6/965A | FASTENAL COMPANY ANIXTER | STM
5209 | 5 | 34 |  | CTAComponent | 5457946 | 1 | Release | Each | 1.0 | RICHCO FTH-7A1-RT FLAT TIE HOLDER 25.4x25.4x7.1mm, ACCOMODATES 5x2mm |  |  | HLE
5210 | 5 | 30 |  | CTAComponent | 2000-M12-03 | 1 | Release | Each | 8.0 | Flat Washer, ISO7089, M12, Steel 200HV, Zinc Plated, RoHS Fastener | 11060-M12NWSFSTZ6/125ATP 20589-10948-03460 | ANIXTER FASTENAL COMPANY | STM
5211 | 5 | 31 |  | CTAComponent | 2000-M8-03 | 2 | Release | Each | 8.0 | Flat Washer, ISO7089, M8, Steel 200HV, Zinc Plated, RoHS Fastener | 11060-M8NWSFSTZ6/125ATP 20589-10948-03458 25114-2000-M8-03 | ANIXTER FASTENAL COMPANY TR FORMAC SHANGHAI PTE LTD | STM
5212 | 5 | 3 |  | CTAComponent | 5443770 | 1 | Release | Each | 1.0 | Cable bracket |  |  | HLE
5213 | 5 | 20 |  | CTAComponent | 5454749 | 1 | Release | Each | 1.0 | Cable cover |  |  | HLE
5214 | 5 | 19 |  | CTAComponent | 5441118 | 1 | Release | Each | 1.0 | Energy Chain |  |  | HLE
5215 | 5 | 28 |  | CTAComponent | C1213-M4C012-14 | 1 | Release | Each | 33.0 | GB_T 9074.8，M4x12mm，Grade 4.8 Steel，Zinc finish，RoHS Fastener | 25114-M4/12/PPSTPS/TC1/GB9074.8 | TR FORMAC SHANGHAI PTE LTD | HLE
5216 | 5 | 41 |  | ECCCollectorPart | 5488204 | 5 | Release | Each | 1.0 | PT800+ table cable collector 2 |  |  | CCX
5217 | 6 |  | Table Frequency Inverter1 signal cable | CTAComponent | 5451810 | 2 | Release | Each | 1.0 | Table Frequency Inverter1 signal cable |  |  | HLE
5218 | 6 |  | Table Relay power cable | CTAComponent | 5444956 | 1 | Release | Each | 1.0 | Table Relay power cable |  |  | HLE
5219 | 6 |  | Table tilt motor power cable | CTAComponent | 5448361 | 2 | Release | Each | 1.0 | Table tilt motor power cable |  |  | HLE
5220 | 6 |  | Table column compressor motor Cable 1 | CTAComponent | 5454313 | 1 | Release | Each | 1.0 | Table column compressor motor Cable 1 |  |  | HLE
5221 | 6 |  | Table column SID potentiometer and cable | CTAComponent | 5457710 | 1 | Release | Each | 1.0 | Table column SID potentiometer and cable |  |  | HLE
5222 | 6 |  | Table column compressor motor Cable 3 | CTAComponent | 5444278 | 3 | Release | Each | 1.0 | Table column compressor motor Cable 3 |  |  | CCX
5223 | 6 |  | Table column SID and Compressor Limit Switch Cable 1 | CTAComponent | 5450221 | 2 | Release | Each | 1.0 | Table column SID and Compressor Limit Switch Cable 1 |  |  | HLE
5224 | 6 |  | Table tilt over LS Assy SW cable | CTAComponent | 5447377 | 1 | Release | Each | 1.0 | Table tilt over LS Assy SW cable |  |  | HLE
5225 | 6 |  | Table column Up Switch Limit Cable | CTAComponent | 5445779 | 1 | Release | Each | 1.0 | Table column Up Switch Limit Cable |  |  | HLE
5226 | 6 |  | Table column Down Switch Limit Cable | CTAComponent | 5453488 | 1 | Release | Each | 1.0 | Table column Down Switch Limit Cable |  |  | HLE
5227 | 6 |  | Table top motor limit switch cable | CTAComponent | 5451808 | 1 | Release | Each | 1.0 | Table top motor limit switch cable |  |  | HLE
5228 | 6 |  | Table tilt stop LS Assy SW cable | CTAComponent | 5453492 | 1 | Release | Each | 1.0 | Table tilt stop LS Assy SW cable |  |  | HLE
5229 | 6 |  | Table column SID motor Cable | CTAComponent | 5448362 | 1 | Release | Each | 1.0 | Table column SID motor Cable |  |  | HLE
5230 | 6 |  | Table Key board Cable | CTAComponent | 5450223 | 2 | Release | Each | 1.0 | Table Key board Cable |  |  | HLE
5231 | 6 |  | Table II base ground cable | CTAComponent | 5452844 | 1 | Release | Each | 1.0 | Table II base ground cable |  |  | HLE
5232 | 6 |  | Table Limit SW cable | CTAComponent | 5436968 | 1 | Release | Each | 1.0 | Table Limit SW cable |  |  | HLE
5233 | 6 |  | Table column UD Switch Limit Cable | CTAComponent | 5438532 | 1 | Release | Each | 1.0 | Table column UD Switch Limit Cable |  |  | HLE
5234 | 6 |  | Table TOP LR motor RC Contact Suppression Cable | CTAComponent | 5451991 | 1 | Release | Each | 2.0 | Table TOP LR motor RC Contact Suppression Cable |  |  | HLE
5235 | 6 |  | Table cover base ground cable | CTAComponent | 5453650 | 1 | Release | Each | 1.0 | Table cover base ground cable |  |  | HLE
5236 | 6 |  | Table TOP LR motor base ground cable | CTAComponent | 5441077 | 1 | Release | Each | 1.0 | Table TOP LR motor base ground cable |  |  | HLE
5237 | 6 |  | Table TOP ground cable | CTAComponent | 5445136 | 3 | Release | Each | 1.0 | Table TOP ground cable |  |  | HLE
5238 | 6 |  | Table intercom communication Cable | CTAComponent | 5436985 | 3 | Release | Each | 1.0 | Table intercom communication Cable |  |  | HLE
5239 | 6 |  | Table cassette absence cable 2 | CTAComponent | 5448191 | 1 | Release | Each | 1.0 | Table cassette absence cable 2 |  |  | HLE
5240 | 6 |  | Table TOP LR motor cable | CTAComponent | 5437749 | 1 | Release | Each | 1.0 | Table TOP LR motor cable |  |  | HLE
5241 | 6 |  | Table Frequency Inverter2 signal cable | CTAComponent | 5440915 | 3 | Release | Each | 1.0 | Table Frequency Inverter2 signal cable |  |  | HLE
5242 | 6 |  | Table column UD Motor Power Cable | CTAComponent | 5448194 | 1 | Release | Each | 1.0 | Table column UD Motor Power Cable |  |  | HLE
5243 | 6 |  | Table Compressor Motor Cable 2 | CTAComponent | 5452648 | 1 | Release | Each | 1.0 | Table Compressor Motor Cable 2 |  |  | HLE
5244 | 6 |  | Table cassette absence Cable 1 | CTAComponent | 5440910 | 3 | Release | Each | 1.0 | Table cassette absence Cable 1 |  |  | HLE
5245 | 6 |  | Table SID and Compressor Switch Limit Cable 2 | CTAComponent | 5451807 | 1 | Release | Each | 1.0 | Table SID and Compressor Switch Limit Cable 2 |  |  | HLE
5246 | 6 |  | TABLE POWER HARNESS | CTAComponent | 5462125 | 3 | Release | Each | 1.0 | TABLE POWER HARNESS |  |  | HLE
5247 | 6 |  | Table Console Spot Control Input cable | CTAComponent | 5441717 | 4 | Release | Each | 1.0 | Table Console Spot Control Input cable |  |  | HLE
5248 | 6 |  | Table Console Move Control Input Cable | CTAComponent | 5440085 | 4 | Release | Each | 1.0 | Table Console Move Control Input Cable |  |  | HLE
5249 | 6 |  | Table motor board power cable | CTAComponent | 5440086 | 3 | Release | Each | 1.0 | Table motor board power cable |  |  | HLE
5250 | 6 |  | Table Switch Power A1P1 Input Cable | CTAComponent | 5446565 | 2 | Release | Each | 1.0 | Table Switch Power A1P1 Input Cable |  |  | HLE
5251 | 6 |  | Table tube tilt stop power cable | CTAComponent | 5447378 | 1 | Release | Each | 1.0 | Tube stop power cable |  |  | HLE
5252 | 6 |  | Table column UD motor base ground cable | CTAComponent | 5448364 | 1 | Release | Each | 1.0 | Table column UD motor base ground cable |  |  | HLE
5253 | 6 |  | Table In-Room Console Move Control Input Cable | CTAComponent | 5460784 | 4 | Release | Each | 1.0 | Table In-Room Console Move Control Input Cable |  |  | CCX
5254 | 6 |  | Table A1-boards frame ground cable | CTAComponent | 5454489 | 2 | Release | Each | 1.0 | Table A1-boards frame ground cable |  |  | HLE
5255 | 6 |  | Table column Tower A6 base ground cable | CTAComponent | 5453649 | 1 | Release | Each | 1.0 | Table column Tower A6 base ground cable |  |  | HLE
5256 | 5 | 38 |  | ECCCollectorPart | 5480084 | 3 | Release | Each | 1.0 | tabel label collector |  |  | CCX
5257 | 6 | 2 |  | CTAComponent | 5453686 | 1 | Release | Each | 1.0 | Fuse specification label |  |  | HLE
5258 | 6 | 6 |  | CTAComponent | 5449185 | 1 | Release | Each | 1.0 | Cassette size label |  |  | HLE
5259 | 6 | 1 |  | CTAComponent | 5485146 | 1 | Release | Each | 1.0 | limit switch label |  |  | CCX
5260 | 6 | 3 |  | CTAComponent | 5484970 | 1 | Release | Each | 4.0 | Position number label |  |  | CCX
5261 | 6 | 5 |  | CTAComponent | 5484944 | 1 | Release | Each | 16.0 | function grounding symbol label |  |  | CCX
5262 | 6 | 4 |  | CTAComponent | 5454527 | 1 | Release | Each | 23.0 | Grounding symbol label |  |  | HLE
5263 | 5 | 39 |  | ECCCollectorPart | 5441176 | 2 | Release | Each | 1.0 | Table cable collector |  |  | CCX
5264 | 6 | 2 |  | CTAComponent | 5451168 | 1 | Release | Each | 1.0 | II Ground Cable |  |  | HLE
5265 | 6 | 3 |  | CTAComponent | 5456926 | 4 | Release | Each | 1.0 | Table tube fan and Cable |  |  | CCX
5266 | 6 | 5 |  | CTAComponent | 5460616 | 5 | Release | Each | 1.0 | Table Tube tilt Stop cable |  |  | CCX
5267 | 6 | 9 |  | CTAComponent | 5440079 | 3 | Release | Each | 1.0 | Table SID Driver Control Cable |  |  | HLE
5268 | 6 | 8 |  | CTAComponent | 5457544 | 3 | Release | Each | 1.0 | Table Tube tilt Button and pitching limit SW Cable |  |  | CCX
5269 | 6 | 4 |  | CTAComponent | 5448190 | 1 | Release | Each | 1.0 | Table column SID Motor Driver Power Cable |  |  | HLE
5270 | 6 | 1 |  | CTAComponent | 5448207 | 1 | Release | Each | 1.0 | II Power Cable to Bulkhead J432 |  |  | HLE
5271 | 6 | 11 |  | CTAComponent | 5437143 | 3 | Release | Each | 1.0 | Table tube 0 degree SW cable |  |  | CCX
5272 | 6 | 14 |  | CTAComponent | 5452651 | 2 | Release | Each | 1.0 | Collimator Power cable |  |  | HLE
5273 | 6 | 15 |  | CTAComponent | 5443491 | 3 | Release | Each | 1.0 | Collimator ground cable |  |  | HLE
5274 | 6 | 12 |  | CTAComponent | 5451809 | 1 | Release | Each | 1.0 | Table SID potentiometer Cable |  |  | HLE
5275 | 6 | 10 |  | CTAComponent | 5459961 | 1 | Release | Each | 1.0 | Table SID motor base ground cable |  |  | HLE
5276 | 6 | 13 |  | CTAComponent | 5456779-2 | 2 | Release | Each | 1.0 | Collimator control cable 1-new |  |  | CCX
5277 | 5 | 40 |  | ECCCollectorPart | 5442003 | 5 | Release | Each | 1.0 | Table Accessary Collector |  |  | CCX
5278 | 6 | 5 |  | CTAComponent | C1213-M4C012-14 | 1 | Release | Each | 2.0 | GB_T 9074.8，M4x12mm，Grade 4.8 Steel，Zinc finish，RoHS Fastener | 25114-M4/12/PPSTPS/TC1/GB9074.8 | TR FORMAC SHANGHAI PTE LTD | HLE
5279 | 6 | 1 |  | CTAComponent | 5452031 | 2 | Release | Each | 1.0 | Cable Plastic Pipe |  |  | HLE
5280 | 6 | 6 |  | CTAComponent | 1010-M4C012-14 | 2 | Release | Each | 4.0 | Phillips Flat Head Screw, ISO 7046, M4-0.7, X12mm Long, Grade 4.8 Steel, Zinc Plated, RoHS Fastener | 11060-M4C12MXFSTZ6/965A 20589-10948-03509 24140-M4/12/KPSTMC/TC1/DIN965 | ANIXTER FASTENAL COMPANY TR FORMAC DIV OF TR FASTENINGS | STM
5281 | 6 | 10 |  | CTAComponent | 5500984 | 1 | Release | Each | 1.0 | Cable sleeve 4 |  |  | CCX
5282 | 6 | 8 |  | CTAComponent | 5500982 | 1 | Release | Each | 1.0 | Cable sleeve 2 |  |  | CCX
5283 | 6 | 9 |  | CTAComponent | 5500983 | 1 | Release | Each | 3.0 | Cable sleeve 3 |  |  | CCX
5284 | 6 | 7 |  | CTAComponent | 5500979 | 1 | Release | Each | 2.0 | Cable sleeve 1 |  |  | CCX
5285 | 6 | 12 |  | CTAComponent | 5500987 | 1 | Release | Each | 1.0 | Cable sleeve 6 |  |  | CCX
5286 | 6 | 11 |  | CTAComponent | 5500986 | 1 | Release | Each | 1.0 | Cable sleeve 5 |  |  | CCX
5287 | 5 | 37 |  | CTAComponent | 1007-M4C020-14 | 1 | Release | Each | 2.0 | Phillips Pan Head Screw, ISO 7045, M4-0.7, X20mm Long, Grade 4.8 Steel, Zinc Plated, RoHS Fastener | 20589-10948-03573 11060-M4C20MXPSTZ6/7985 | FASTENAL COMPANY ANIXTER | STM
5288 | 4 | 13 |  | CTAComponent | 5456160 | 2 | Release | Each | 1.0 | Table Board Interface Cable1 |  |  | CCX
5289 | 4 | 14 |  | ECCCollectorPart | 5498545 | 1 | Release | Each | 1.0 | pt800+ table fuse collector |  |  | CCX
5290 | 5 |  | 10A fuse | CTAComponent | 5438741 | 1 | Release | Each | 2.0 | 10A fuse |  |  | HLE
5291 | 5 |  | 2A fuse | CTAComponent | 5438743 | 1 | Release | Each | 2.0 | 2A fuse |  |  | HLE
5292 | 5 |  | 4A fuse | CTAComponent | 5449858 | 1 | Release | Each | 1.0 | 4A Fuse |  |  | HLE
5293 | 4 | 10 |  | CTAComponent | 5450106 | 1 | Release | Each | 1.0 | Grid for Precision THUNIS-800+ |  |  | HLE
5294 | 4 | 9 |  | CTAAssembly | 5473935 | 4 | Release | Each | 1.0 | Intercom Board Assembly |  |  | CCX
5295 | 5 | 2 |  | CTACircuitBoard | 5451492 | 4 | Release | Each | 1.0 | Intercom Board PWA |  |  | CCX
5296 | 6 |  | CR13, CR14 | CTAComponent | 5483033 | 1 | Release | Each | 2.0 | ULTRA LOW CAPACITANCE TVS ARRAY of 24V STAND-OFF VOLTAGE |  |  | HLE
5297 | 6 |  | U8 | CTAOOC | 5454247 | 2 | Not Recommended | Each | 1.0 | CONVERTER DAC, 24BIT, 192 KHZ, 2CHANNELS PER PKG, TSSOP10, UNKNOWN WHISKER RISK | 26334-CS4344-CZZ | CIRRUS LOGIC INC. | STE
5298 | 6 |  | U1 | CTAOOC | 2142461 | 2 | Restricted | Each | 1.0 | AMPLIFIER OP AMP OP284 DUAL AMPLIFIER_NEW OP AMP PRECISION RAIL-TO-RAIL INPUT and OUTPUT OP284 S08 | 01649-OP284FSZ | ANALOG DEVICES | STE
5299 | 6 |  | C2,C6,C22,C37,C52,C58,C63,C68 | CTAOOC | 2183937-10 | 3 | Standard | Each | 8.0 | CAPA TANT 10UF 10% 25V 6032 | 08390-T491C106K025AT 08390-B45196H5106K30 18981-293D106X9025C2TE3 19214-TAJC106K025RNJ | KEMET KEMET VISHAY AVX/KYOCERA | STE
5300 | 6 |  | J4 | CTAOOC | 2115384-2 | 2 | Standard | Each | 1.0 | FASTON TAB, 6.3X0.8MM, STRAIGHT, 5.08MM PITCH, PWB3.2, TINNED | 04947-1287 18996-1217056-1 | KEYSTONE ELECTRONICS CORP TE CONNECTIVITY | STE
5301 | 6 |  | FL2 | CTAComponent | 5482604 | 1 | Release | Each | 1.0 | CHIP EMIFIL Capacitor Type |  |  | HLE
5302 | 6 |  | R57 | CTAOOC | 5160167 | 2 | Standard | Each | 1.0 | RESISTOR, 0R, THICK FILM, 2512, 2A, 0.05 OHM | 18981-CRCW25120000Z0E 11962-RC2512JK-070RL 06725-RK73Z3AT 02254-MCR100JZHJ000 | VISHAY YAGEO KOA ROHM | STE
5303 | 6 |  | R10,R47-R54 | CTAOOC | 2234757-15 | 3 | Standard | Each | 9.0 | RESISTOR 22R1 1% 100MW 0603 THICK-FI | 02254-MCR03EZPFX22R1 00078-CR0603FX22R1ELF 18981-CRCW060322R1FKE 06725-RK73H1JTTD22R1F 11962-RC0603FR-0722R1L 05498-MC060322R1FTW 00006-WCR0603LF22R1F | ROHM BOURNS VISHAY KOA YAGEO RCD COMPONENTS INC. IRC | STE
5304 | 6 |  | U3,U15 | CTAOOC | 2196877-3 | 6 | Standard | Each | 2.0 | IC, LOGIC, 74LVC-LCX04, TSSOP14 | 18846-MC74LCX04DTG 19638-LVC04BTELL-E 00352 74LVC04APW 00495-SN74LVC04APWE4 00495-SN74LVC04APW | ON SEMICONDUCTOR RENESAS TECHNOLOGY CORP NXP (FORMERLY PHILIPS COMPONEN TEXAS INSTRUMENTS TEXAS INSTRUMENTS | STE
5305 | 6 |  | U12 | CTAOOC | 2211252-9 | 2 | Standard | Each | 1.0 | LOGIC 74AHC-VHC125 TSSOP14 | 00495-SN74AHC125PWE4 18846-MC74VHC125DTR2G | TEXAS INSTRUMENTS ON SEMICONDUCTOR | STE
5306 | 6 |  | CR1,CR2 | CTAOOC | 2224981-8 | 1 | Standard | Each | 2.0 | SEMICONDUCTOR, DIODE 130VOLTS 1M AMPS UNIDIRECTIONAL, SMB DO-214AA | 18981-P6SMB130A-E3 18846-P6SMB130AT3G | VISHAY ON SEMICONDUCTOR | STE
5307 | 6 |  | TP1-TP9 | CTAOOC | 2233921 | 2 | Standard | Each | 9.0 | TEST POINT, SMD 1005 | 04947 5015 ZZC70-TP-108-02-1-T | KEYSTONE ELECTRONICS CORP COMPONENTS CORPORATION | STE
5308 | 6 |  | U7 | CTAOOC | 2196877-40 | 2 | Standard | Each | 1.0 | LOGIC LVC-LCX 125 TSSOP | 00124-74LVC125ATTR 18846-MC74LCX125DTG 00352 74LVC125APW 00495-SN74LVC125APWRE4 00124-74LCX125TTR | ST MICROELECTRONICS ON SEMICONDUCTOR NXP (FORMERLY PHILIPS COMPONEN TEXAS INSTRUMENTS ST MICROELECTRONICS | STE
5309 | 6 |  | C84 | CTAOOC | 2187496-100 | 1 | Standard | Each | 1.0 | CAPACITOR CERAMIC, NPO, 2.7NF, 1Percent, 50V, SMD 0805 | 18981-VJ0805A272FXAA 12361-0805J0500272FC 08390-C0805C272F5GAC 19214-08055A272FAT2A | VISHAY SYFER TECHNOLOGY LIMITED KEMET AVX/KYOCERA | STE
5310 | 6 |  | C5,C31,C45 | CTAOOC | 2183937-15 | 4 | Standard | Each | 3.0 | CAPA TANT 100UF 10% 10V 7343 | 08390-T491D107K010AT 08390-B45196H2107K40 00042-293D107X9010D2TE3 19214-TAJD107K010RNJ | KEMET KEMET VISHAY SPRAGUE AVX/KYOCERA | STE
5311 | 6 |  | C107 | CTAOOC | 2235239-4 | 2 | Standard | Each | 1.0 | CAPACITOR X7R 22NF 10% 25V 0603 | 19214-06033C223KAT 11962-CC0603KRX7R8BB223 18981-VJ0603Y223KXX 08390 C0603C223K3RAC 03041-C1608X7R1E223K | AVX/KYOCERA YAGEO VISHAY KEMET TDK | STE
5312 | 6 |  | C3,C4,C7-C21,C23,C25-C27,C33,C34,C39-C41,C47,C49,C64-C67,C69,C71-C74,C80,C82,C94-C97,C99-C102 | CTAOOC | 2235239-6 | 2 | Standard | Each | 47.0 | CAPACITOR X7R 100NF 10% 16V 0603 | 08390 C0603C104K4RAC 18981-VJ0603Y104KXJ 11962-CC0603KRX7R7BB104 19214-0603YC104KAT | KEMET VISHAY YAGEO AVX/KYOCERA | STE
5313 | 6 |  | C90,C91 | CTAOOC | 2235238-8 | 1 | Standard | Each | 2.0 | CAPA NPO 1NF 5% 25V 0603 | 19214-06033A102JAT 11962-CC0603JRNPO8BN102 | AVX/KYOCERA YAGEO | STE
5314 | 6 |  | C44 | CTAOOC | 2235238-28 | 3 | Standard | Each | 1.0 | CAPACITOR 180P, 1 percent, 50V, CERAMIC, C0G NPO, 0603 | 19214-06035A181FAT 11623-NMC0603NPO181F50TRPF 11962-CC0603FRNPO9BN181 18981-VJ0603A181FXA 02862-GRM1885C1H181FA01 | AVX/KYOCERA NIC COMPONENTS CORPORATION YAGEO VISHAY MURATA | STE
5315 | 6 |  | C1,C29,C36,C55,C60-C62,C103-C106 | CTAOOC | 2235239-3 | 6 | Standard | Each | 11.0 | CAPACITOR X7R 10NF 10 PERCENT 50V 0603 | 08390 C0603C103K5RAC 03041 C1608X7R1H103K 18981-VJ0603Y103KXA 11962-CC0603KRX7R9BB103 03041-C1608X7R1H103K080AA 19214-06035C103KAT | KEMET TDK VISHAY YAGEO TDK AVX/KYOCERA | STE
5316 | 6 |  | C77 | CTAOOC | 2235238-6 | 3 | Standard | Each | 1.0 | CAPA NPO 220PF 5% 50V 0603 | 11962-CC0603JRNPO9BN221 08390 C0603C221J5GAC 00401-CEC14CW 220PF 5% 63V 03041-C1608C0G1H221J 18981-VJ0603A221JXA 03041-C1608C0G1H221J080AA | YAGEO KEMET EUROFARAD TDK VISHAY TDK | STE
5317 | 6 |  | C30,C38 | CTAOOC | 2235238-2 | 5 | Standard | Each | 2.0 | CAPA NPO 10PF 5% 50V 0603 | 00401-CEC14CW 10PF 5% 63V 03041-C1608C0G1H100D 19214-06035A100JAT 18981-VJ0603A100JXA 08390-C0603C100J5GAC 11962-CC0603JRNPO9BN100 03041-C1608C0G1H100D080AA | EUROFARAD TDK AVX/KYOCERA VISHAY KEMET YAGEO TDK | STE
5318 | 6 |  | R58,R60-R63,R67 | CTAOOC | 2292664-40 | 5 | Standard | Each | 6.0 | RESISTOR, 4K70, 0.1Percent, 63MW, THIN FILM, 25PPM, 0603 | 05498-BLU0603-4701-BT25W 10302-RNCF16-T9-4.70K-0.1% 18981-TNPW06034K70BEE 11962-RT0603BRD074K7L 00006-PCF-W0603LF-03-4701-B 06725-RN731JTTD4701B25 10302-RNCF0603BTE4K70 | RCD COMPONENTS INC. SEI VISHAY YAGEO IRC KOA SEI | STE
5319 | 6 |  | U9 | CTAOOC | 2252400-4 | 1 | Restricted | Each | 1.0 | POWER SUPPLY 5 VOLTS 306m AMPS 5 VOL REGULATED, 1000V ISOLATION, SO-28 | 00495-DCR010505UE4 | TEXAS INSTRUMENTS | STE
5320 | 6 |  | S1 | CTAOOC | 2253364-2 | 3 | Not Recommended | Each | 1.0 | SURFACE MOUNT DIP SWITCH, 4 POSITION GULL WING WITH POLYIMIDE TAPE SEAL MACHINE-INSERTABLE. WARNING: Unknown Whisker Risk | 05229-90HBW04PRT 00031-219004MST | GRAYHILL CTS CORP | STE
5321 | 6 |  | DS1-DS7 | CTAOOC | 2279219-2 | 1 | Standard | Each | 7.0 | LED GREEN LTST-C190G 0603 SMD | 18802 AP1608SGC 00941 HSMG-C190 11520 LTST-C190GKT 09050 PG1111C | KINGBRIGHT AVAGO TECHNOLOGIES LITE-ON STANLEY ELECTRIC CO LTD | STE
5322 | 6 |  | R73 | CTAOOC | 2292664-9 | 4 | Standard | Each | 1.0 | RESISTOR 10K OHMS .1 PERCENT, 0603 SMT 62.5 MW, 50 V MAX WORKING VOLTAGE | 06725-RN731JTTD1002B25 00006-PFC-W0603LF-03-1002-B 18981-TNPW060310K0BEE | KOA IRC VISHAY | STE
5323 | 6 |  | C88,C89 | CTAOOC | 2235239-21 | 2 | Standard | Each | 2.0 | CAPACITOR 0.22U, 10 PERCENT, 25V, CERAMIC, X7R, 0603 | 02862-GRM188R71E224KA88 11962-CC0603KRX7R8BB224 03041-C1608X7R1E224K 08390-C0603C224K3RAC 03041-C1608X7R1E224K080AC | MURATA YAGEO TDK KEMET TDK | STE
5324 | 6 |  | R68,R71 | CTAOOC | 2236238 | 2 | Standard | Each | 2.0 | RESISTOR, 0 OHM, THICK FILM, 0603, 1A, 0.05 OHM MAX | 02254-MCR03EZPJ000 18981-CRCW06030000Z0E 00078-CR0603J/000ELF 05498-ZC0603TW 06725-RK73Z1JT 11962-RC0603JR-070RL | ROHM VISHAY BOURNS RCD COMPONENTS INC. KOA YAGEO | STE
5325 | 6 |  | C109,C110 | CTAOOC | 2235239-14 | 1 | Standard | Each | 2.0 | CAPACITOR 33N, 10percent, 25V, CERAMIC, X7R, C0603 UM33nCC | 18981-VJ0603Y-333K-XX 08390-C0603C333K3RAC 19214-0603-3C-333-KAT | VISHAY KEMET AVX/KYOCERA | STE
5326 | 6 |  | R1-R4,R7-R9,R11,R13-R15,R17,R18,R20,R22-R24,R26,R30-R32,R34,R39,R55,R56,R79,R82-R85 | CTAOOC | 2324551-19 | 3 | Standard | Each | 30.0 | RESISTOR 2k OHMS 1 % .1 WATTS SMT 0603 THICK FILM | 06725-RK73H1JTTD2001F 11962-RC0603FR-072KL 18981-CRCW06032K00FKE 02254 MCR03EZPFX2001 00006-WCR0603LF2001F 05498-MC06032001FTW 10302-RMCF0603FT2K00 | KOA YAGEO VISHAY ROHM IRC RCD COMPONENTS INC. SEI | STE
5327 | 6 |  | R80,R81 | CTAOOC | 2324551-20 | 4 | Standard | Each | 2.0 | RESISTOR 20k OHMS 1 PERCENT .1 WATTS SMT 0603 THICK FILM | 11962-RC0603FR-0720KL 06725-RK73H1JTTD2002F 18981-CRCW060320K0FKE 00006-WCR0603LF2002F 02254 MCR03EZPFX2002 05498-MC06032002FTW 10302-RMCF0603FT20K0 | YAGEO KOA VISHAY IRC ROHM RCD COMPONENTS INC. SEI | STE
5328 | 6 |  | R37,R69 | CTAOOC | 2324551-39 | 3 | Standard | Each | 2.0 | RESISTOR 4.99k OHMS 1 % .1 WATTS SMT 0603 THICK FILM | 18981-CRCW06034K99FKE 11962-RC0603FR-074K99L 00006-WCR0603LF4991F 05498-MC06034991FTW 06725-RK73H1JTTD4991F 02254 MCR03EZPFX4991 10302-RMCF0603FT4K99 | VISHAY YAGEO IRC RCD COMPONENTS INC. KOA ROHM SEI | STE
5329 | 6 |  | R5,R6,R45 | CTAOOC | 2324551-4 | 4 | Standard | Each | 3.0 | RESISTOR 10k OHMS 1 PERCENT .1 WATTS SMT 0603 THICK FILM | 02254 MCR03EZPFX1002 06725-RK73H1JTTD1002F 10302-RMCF1/16-10K-1percent 00006-WCR0603LF1002F 18981-CRCW060310K0FKE 05498-MC06031002FTW 11962-RC0603FR-0710KL 10302-RMCF0603FT10K0 | ROHM KOA SEI IRC VISHAY RCD COMPONENTS INC. YAGEO SEI | STE
5330 | 6 |  | R66 | CTAOOC | 2324551-18 | 3 | Standard | Each | 1.0 | RESISTOR 200 OHMS 1 PERCENT .1 WATTS SMT 0603 THICK FILM | 11962-RC0603FR-07200RL 06725-RK73H1JTTD2000F 00006-WCR0603LF2000F 05498-MC06032000FTW 02254-MCR03EZPFX2000 18981-CRCW0603200RFKE 10302-RMCF0603FT200R | YAGEO KOA IRC RCD COMPONENTS INC. ROHM VISHAY SEI | STE
5331 | 6 |  | R33,R59 | CTAOOC | 2324551-3 | 3 | Standard | Each | 2.0 | RESISTOR 1k OHMS 1 PERCENT .1 WATTS SMT 0603 THICK FILM | 00006-WCR0603LF1001F 06725-RK73H1JTTD1001F 05498-MC06031001FTW 02254 MCR03EZPFX1001 11962-RC0603FR-071KL 18981-CRCW06031K00FKE 10302-RMCF0603FT1K00 | IRC KOA RCD COMPONENTS INC. ROHM YAGEO VISHAY SEI | STE
5332 | 6 |  | FL1,FL3,FL6-FL8 | CTAOOC | 2306384-3 | 1 | Standard | Each | 5.0 | FERRITE BEAD, 120 OHM at 100 MHZ, 150 MA RATING, 0603 PACKAGE | 18981-ILHB-0603ER121V | VISHAY | STE
5333 | 6 |  | R75-R78 | CTAOOC | 2324551-317 | 2 | Standard | Each | 4.0 | RESISTOR 51.1 OHMS 1 % .1 WATTS SMT 0603 THICK FILM | 02254 MCR03EZPFX51R1 11962-RC0603FR-0751R1L 00006-WCR0603LF51R1F 05498-MC060351R1FTW 18981-CRCW060351R1FKE 06725-RK73H1JTTD51R1F 10302-RMCF0603FT51R1 | ROHM YAGEO IRC RCD COMPONENTS INC. VISHAY KOA SEI | STE
5334 | 6 |  | R74 | CTAOOC | 2324551-333 | 2 | Standard | Each | 1.0 | RESISTOR 475 OHMS 1percent .1 WATTS SMT 0603 THICK FILM | 11962-RC0603FR-07475RL 18981-CRCW0603475RFKE 00078-CR0603FX4750ELF 05498-MC06034750FTW 06725-RK73H1JTTD4750F 02254-MCR03EZPFX4750 00006-WCR0603LF4750F 10302-RMCF0603FT475R | YAGEO VISHAY BOURNS RCD COMPONENTS INC. KOA ROHM IRC SEI | STE
5335 | 6 |  | R27 | CTAOOC | 2324551-91 | 2 | Standard | Each | 1.0 | RESISTOR 2.21k OHMS 1 % .1 WATTS SMT 0603 THICK FILM | 00006-WCR0603LF2211F 11962-RC0603FR-072K21L 05498-MC06032211FTW 02254 MCR03EZPFX2211 06725-RK73H1JTTD2211F 18981-CRCW06032K21FKE 10302-RMCF0603FT2K21 | IRC YAGEO RCD COMPONENTS INC. ROHM KOA VISHAY SEI | STE
5336 | 6 |  | R70 | CTAOOC | 2324551-163 | 2 | Standard | Each | 1.0 | RESISTOR 121k OHMS 1 % .1 WATTS SMT 0603 THICK FILM | 02254 MCR03EZPFX1213 06725-RK73H1JTTD1213F 00006-WCR0603LF1213F 11962-RC0603FR-07121KL 18981-CRCW0603121KFKE 05498-MC06031213FTW 10302-RMCF0603FT121K | ROHM KOA IRC YAGEO VISHAY RCD COMPONENTS INC. SEI | STE
5337 | 6 |  | R72 | CTAOOC | 2324551-193 | 2 | Standard | Each | 1.0 | RESISTOR 274k OHMS 1 % .1 WATTS SMT 0603 THICK FILM | 18981-CRCW0603274KFKE 05498-MC06032743FTW 11962-RC0603FR-07274KL 00006-WCR0603LF2743F 02254 MCR03EZPFX2743 06725-RK73H1JTTD2743F 10302-RMCF0603FT274K | VISHAY RCD COMPONENTS INC. YAGEO IRC ROHM KOA SEI | STE
5338 | 6 |  | R64,R65 | CTAOOC | 2324551-59 | 3 | Standard | Each | 2.0 | RESISTOR 121 OHMS 1 PERCENT .1 WATTS SMT 0603 THICK FILM | 00006-WCR0603LF1210F 06725-RK73H1JTTD1210F 11962-RC0603FR-07121RL 02254 MCR03EZPFX1210 18981-CRCW0603121RFKE 05498-MC06031210FTW 10302-RMCF0603FT121R | IRC KOA YAGEO ROHM VISHAY RCD COMPONENTS INC. SEI | STE
5339 | 6 |  | R12,R16,R19,R21,R25,R28,R29 | CTAOOC | 2324551-54 | 3 | Standard | Each | 7.0 | RESISTOR 511 OHMS 1 % .1 WATTS SMT 0603 THICK FILM | 18981-CRCW0603511RFKE 00006-WCR0603LF5110F 02254 MCR03EZPFX5110 11962-RC0603FR-07511RL 06725-RK73H1JTTD5110F 05498-MC06035110FTW 10302-RMCF0603FT511R | VISHAY IRC ROHM YAGEO KOA RCD COMPONENTS INC. SEI | STE
5340 | 6 |  | J3 | CTAOOC | 2402275 | 2 | Restricted | Each | 1.0 | CONNECTOR 5.08MM MSTB-GF, 1X2POS HEADER, RIGHT ANGLE, SCREW LOCK, TINNED, PWB2.4 | 11675 1776508 | PHOENIX CONTACTS | STE
5341 | 6 |  | C78,C79,C81,C83,C86,C87 | CTAOOC | 2385110-2 | 2 | Not Recommended | Each | 6.0 | CAPACITOR CERAMIC, X5R, 1UF, 10Percent, 25V, 0805 | 19214-08053D105KAT 08390-C0805C105K3PAC 02862-GRM216R61E105KA12 | AVX/KYOCERA KEMET MURATA | STE
5342 | 6 |  | C24,C28,C32,C54,C98,C108,C111-C112 | CTAOOC | 2385111 | 4 | Not Recommended | Each | 8.0 | CAPACITOR CERAMIC, X5R, 1UF, 10Percent, 10V, SMD 0603 | 07092-ECJ1VB1A105K 19214-CM105X5R105K10A 03041-C1608X5R1A105K 02862-GRM188R61A105KA61 03041-C1608X5R1A105K080AC | PANASONIC AVX/KYOCERA TDK MURATA TDK | STE
5343 | 6 |  | C85 | CTAOOC | 2385569-5 | 3 | Standard | Each | 1.0 | CAPACITOR CERAMIC, X5R, 10UF, 10Percent, 25V, SMD 1210 | 03041-C3225X5R1E106K 08390-C1210C106K3PAC 19214-CM32X5R106K25A 19214-12103D106KAT 03041-C3225X5R1E106K250AA | TDK KEMET AVX/KYOCERA AVX/KYOCERA TDK | STE
5344 | 6 |  | U10,U11 | CTAOOC | 2384570-2 | 1 | Standard | Each | 2.0 | OPTOELECTRONICS DIGITAL ISOLATOR 3.3V AND 5V TTL-CMOS COMPATIBLE, SO8 | 01649 ADUM1100BRZ | ANALOG DEVICES, INC. ANALOG DEVICES | STE
5345 | 6 |  | FL12,FL13 | CTAOOC | 2381824 | 1 | Standard | Each | 2.0 | FERRIT CHIP Z330 100MHZ 1.5A 0805 | 03041 MPZ2012S331A 02862 BLM21PG331SN1 | TDK MURATA | STE
5346 | 6 |  | L2,L3 | CTAOOC | 2367026-2 | 1 | Standard | Each | 2.0 | INDUCTOR NEW POWER 33U HENRYS 5 AMPS SMT SHIELDED PACKAGE | 00078-SRR1806-330M 07200-DS5022P-333MT | BOURNS COILCRAFT | STE
5347 | 6 |  | U2 | CTAOOC | 5128730-10 | 1 | Standard | Each | 1.0 | IC EPLD EPM1270, 1270 LE, 116 I-O, VCCINT 3.3V 2.5V, VCCIO 3.3V TO 1.5V, SPEED GRADE 5, TQFP144 | 10208-EPM1270T144C5N | ALTERA | STE
5348 | 6 |  | C75,C76,C92,C93 | CTAOOC | 5146178 | 4 | Standard | Each | 4.0 | CAPACITOR 0.47U, 10 percent, 16V, CERAMIC, X7R, 1608,U1600CS | 02862-GRM188R71C474KA88 03041-C1608X7R1C474K 08390-C0603C474K4RAC 03041-C1608X7R1C474K080AC | MURATA TDK KEMET TDK | STE
5349 | 6 |  | U17 | CTAOOC | 5151368-2 | 3 | Restricted | Each | 1.0 | LINEAR AMPLIFIER, 6.5-W MONO CLASS-D AUDIO POWER AMPLIFIER, 1 PER PKG, 20KHZ, 50MV OFFSET, TSSOP | 00495-TPA3007D1PWG4 00495-TPA3007D1PW | TEXAS INSTRUMENTS TEXAS INSTRUMENTS | STE
5350 | 6 |  | D1-D3 | CTAOOC | 5224726-2 | 1 | Standard | Each | 3.0 | DIODE, RECTIFIER, MURS120, 1A, 200V, 25NS REVERSE RECOVERY, SMB-J | 18846-MURS120T3G 18981-MURS120-E3 00037-MURS120-13-F | ON SEMICONDUCTOR VISHAY DIODES INC. | STE
5351 | 6 |  | CR17, CR22, CR23-CR24 | CTAOOC | 2408243-2 | 1 | Restricted | Each | 4.0 | DIODE, TVS, BIDIRECTIONAL, 350W PEAK, 13.3V VZ, 11A PEAK, GBLC12C, SOD323 PACKAGE | 10289-GBLC12C-LF | PROTEK DEVICES | STE
5352 | 6 |  | J1 | CTAOOC | 5124823 | 2 | Restricted | Each | 1.0 | CONNECTOR HEADER, 3 CONTACTS, PIN, RIGHT-ANGLE, 5A, 3MM PITCH, | 01525-43650-0302 | MOLEX | STE
5353 | 6 |  | CR3-CR12 | CTAOOC | 2408243 | 1 | Restricted | Each | 10.0 | U1813HE SEMICONDUCTOR DIODE 5 VOLTS 5U AMPS | 10289-GBLC05C-LF | PROTEK DEVICES | STE
5354 | 6 |  | Y1 | CTAOOC | 5409769 | 1 | Standard | Each | 1.0 | OSCILLATOR, 24.576 MHZ, 3.3V, CMOS, 50PPM, -10C TO 70C, 3.2X2.5MM SMT PACKAGE | 19214-KC3225A24.5760C30E00 19133-EB13E2D2H-24.576M 11682-SM4445TV-24.576M | AVX/KYOCERA ECLIPTEK PLETRONICS | STE
5355 | 6 |  | U6 | CTAComponent | 5450428 | 1 | Release | Each | 1.0 | 98dB,96kHz,Multi-Bit Audio AD Converter |  |  | HLE
5356 | 6 | 1 |  | CTACircuitBoard | 5451490 | 1 | Release | Each | 1.0 | PWB for Intercom Board |  |  | HLE
5357 | 6 |  | FL9,FL10 | CTAOOC | 5366219 | 1 | Restricted | Each | 2.0 | MAGNETICS, EMI COMMON MODE CHOKE, 2KOHMS AT 100MHZ, 200MA, 50V, 5X3.3MM SMD PACKAGE | 00078-DR221-333AE | BOURNS | STE
5358 | 6 |  | U4 | CTAOOC | 5394889 | 2 | Standard | Each | 1.0 | IC, AD CONVERTER, 12BITS, 4CHANNELS INPUT, SAR, T AND H, 0.5 TO 1MSPS, SERIAL OUT, 3V TO 5V VCC, ADC124S101C, MSOP10, 85C | 00036-ADC124S101CIMM/NOPB 00495-ADC124S101CIMM/NOPB | NATIONAL SEMICONDUCTOR TEXAS INSTRUMENTS | STE
5359 | 6 |  | U13,U14 | CTAOOC | 5268503-2 | 1 | Standard | Each | 2.0 | IC, TRANSCEIVER RS485-422, SINGLE, HALF DUPLEX, 16MBPS, 5V, MAX13088E, 15KV ESD PROT, SO8 | 07438-MAX13088ECSA+ 20003-SN65HVD3088EDG4 | MAXIM INTEGRATED PRODUCTS TEXAS INSTRUMENT INC. | STE
5360 | 6 |  | C70 | CTAOOC | 46-312294P3 | 3 | Restricted | Each | 1.0 | CAPACITOR TANTALUM, 3.3UF, 10Percent, 16V, SMD 3528 | 18981-293D335X9016B2TE3 08390-T491B335K016AT | VISHAY KEMET | STE
5361 | 6 |  | VR1,VR3 | CTAOOC | 2105122-2 | 3 | Standard | Each | 2.0 | REGULATOR AND REFERENCE VOLTAGE REGU INTERNAL OVERCURRENT LIMITING CIRCUITRY | 06921-LT1117CST-3.3#PBF 00495-REG1117-3.3G4 00036-LM1117MPX-3.3/NOPB 00495-LM1117MPX-3.3/NOPB | LINEAR TECHNOLOGY TEXAS INSTRUMENTS NATIONAL SEMICONDUCTOR TEXAS INSTRUMENTS | STE
5362 | 6 |  | VR2 | CTAOOC | 2105122-6 | 1 | Standard | Each | 1.0 | IC REG, LDO, +5V, 0.8A, LT1117, SOT223 | 06921-LT1117CST-5#PBF | LINEAR TECHNOLOGY | STE
5363 | 6 |  | C42,C43,C48,C50,C56 | CTAOOC | 46-302742P8 | 3 | Standard | Each | 5.0 | CAPACITOR FIXED 1u FARADS 35 VOLTS .138L .110W .075H 3528 SURFACE MOUNT DEVICE | 18981-293D105X9035B2TE3 08390-T491B105K035AT | VISHAY KEMET | STE
5364 | 6 |  | FL4,FL5 | CTAOOC | 46-312066P4 | 2 | Standard | Each | 2.0 | FERRITE BEAD 3.0A, 50OHM AT 100 MHZ SMT 1206 | 02862-BLM31PG500SN1 19114-HI1206T500R-10 | MURATA LAIRD TECHNOLOGIES | STE
5365 | 6 |  | J9 | CTAOOC | 46-289446P7 | 1 | Restricted | Each | 1.0 | CONNECTOR 2 CONTACTS 250 VOLTS 3 AMP SINGLE ROW, RIGHT ANGLE LOW PROFILE | 01525 70553-0001 | MOLEX | STE
5366 | 6 |  | J5-J7 | CTAOOC | 46-275208P2 | 2 | Restricted | Each | 3.0 | 003 CONT PCB MOUNT HSG RT ANGLE | 01525-70555-0072 | MOLEX | STE
5367 | 6 |  | J8 | CTAOOC | 2109908 | 7 | Standard | Each | 1.0 | CONNECTOR_NEW RECTANGULAR, D- 9 EACH D-SUBMINIATURE RIGHT ANGLE CONNECTOR FRONT METAL SHELL 9 PINS 747840-4 | 18996-5747840-4 01940-6E17-C-009-P-AJ-1-21 10099-09 68 163 5812 00214-D09P33E6GX00LF | TE CONNECTIVITY AMPHENOL HARTING FCI | STE
5368 | 6 |  | J2 | CTAOOC | 2106009-6 | 1 | Restricted | Each | 1.0 | CONNEC LOW-PROF TRANSI 10C HEAD STR | 01940 821-A010P-AM-A00 00214-75869-101LF 00266-N2510-6002RB 10099-09 18 510 6324 18996-5103308-1 | AMPHENOL FCI 3M (MINNESOTA MINING MFG) HARTING TE CONNECTIVITY | STE
5369 | 5 | 1 |  | CTASoftware | 5474007 | 2 | Release | Each | 1.0 | Precision THUNIS-800+ Intercom firmware |  |  | CCX
5370 | 4 | 12 |  | ECCCollectorPart | 5479475 | 1 | Release | Each | 1.0 | TIE Collector |  |  | HLE
5371 | 5 | 1 |  | CTAComponent | 5438938 | 1 | Release | Each | 40.0 | NYLON BINDING TIE CLAMP HellermannTyton T-50L tie wrap 383x4.8mm Max Bundle Dia 105mm |  |  | HLE
5372 | 5 | 2 |  | CTAComponent | 5461759 | 1 | Release | Each | 100.0 | NYLON BINDING TIE CLAMP KSS CV-180 tie wrap 180x3.6mm Max Bundle Dia 46mm |  |  | HLE
5373 | 3 | 10 |  | ECCCollectorPart | 5479447 | 6 | Release | Each | 1.0 | PT800+ 65KW 12IN II SYS Label collector |  |  | CCX
5374 | 4 | 22 |  | CTAComponent | 5439526-EN | 1 | Release | Each | 1.0 | Caution label1 |  |  | CCX
5375 | 4 | 7 |  | CTAComponent | 5442749-EN | 1 | Release | Each | 1.0 | Table gear warning label |  |  | CCX
5376 | 4 | 15 |  | CTAComponent | 5445163-EN | 1 | Release | Each | 1.0 | Caution label for footrest |  |  | CCX
5377 | 4 | 17 |  | CTAComponent | 5451205-EN | 2 | Release | Each | 1.0 | Operation Warning label |  |  | CCX
5378 | 4 | 19 |  | CTAComponent | 5456960-EN | 2 | Release | Each | 1.0 | Caution label 3 |  |  | CCX
5379 | 4 | 18 |  | CTAComponent | 5456190-EN | 2 | Release | Each | 1.0 | Caution label 2 |  |  | CCX
5380 | 4 | 23 |  | CTAComponent | 5497155 | 3 | Release | Each | 1.0 | PS800Refresh LATAM label |  |  | CCX
5381 | 5 | 1 |  | CTAComponent | 5497750 | 1 | Release | Each | 1.0 | Label sheet |  |  | CCX
5382 | 4 | 14 |  | CTAComponent | 5443538-EN | 1 | Release | Each | 1.0 | Danger label1 |  |  | CCX
5383 | 4 | 3 |  | CTAComponent | 5440265-EN | 1 | Release | Each | 1.0 | PDU Safety Warning |  |  | CCX
5384 | 4 | 2 |  | CTAComponent | 5438721-EN | 1 | Release | Each | 1.0 | Warning label for compressor |  |  | CCX
5385 | 4 | 10 |  | CTAComponent | 5442735 | 1 | Release | Each | 1.0 | generator rating plate |  |  | HLE
5386 | 5 | 1 |  | CTAComponent | 46-303268P1 | 10 | Release | Each | 1.0 | PRODUCT LOCATOR CARD FORM FOR RATING PLATES, PRINTED BY DUPLITECH | 25823-46-303268P1 | DL3 | CTZ
5387 | 4 | 5 |  | CTAComponent | 5449177 | 1 | Release | Each | 2.0 | HV Cable Label+ |  |  | HLE
5388 | 4 | 4 |  | CTAComponent | 5449450 | 2 | Release | Each | 1.0 | eIFU Label | 19212-5449450 | DURATECH | BAW
5389 | 4 | 12 |  | CTAComponent | 5453315 | 4 | Release | Each | 1.0 | Label ISO 7010-M002 for IEC V3 |  |  | HLE
5390 | 4 | 11 |  | CTAComponent | 5454509 | 1 | Release | Each | 1.0 | PDU rating plate |  |  | HLE
5391 | 5 | 1 |  | CTAComponent | 46-303268P1 | 10 | Release | Each | 1.0 | PRODUCT LOCATOR CARD FORM FOR RATING PLATES, PRINTED BY DUPLITECH | 25823-46-303268P1 | DL3 | CTZ
5392 | 4 | 9 |  | CTAComponent | 5446751 | 1 | Release | Each | 1.0 | console rating plate |  |  | HLE
5393 | 5 | 1 |  | CTAComponent | 46-303268P1 | 10 | Release | Each | 1.0 | PRODUCT LOCATOR CARD FORM FOR RATING PLATES, PRINTED BY DUPLITECH | 25823-46-303268P1 | DL3 | CTZ
5394 | 4 | 21 |  | CTAComponent | 5457744-EN | 1 | Release | Each | 1.0 | Danger label 2 |  |  | CCX
5395 | 4 | 1 |  | CTAComponent | 2132620 | 2 | Release | Each | 1.0 | EMC LABEL CLASS A GROUP 1 | 19212-201814 | DURATECH | PET
5396 | 4 | 20 |  | CTAComponent | 5456962-EN | 2 | Release | Each | 1.0 | Warning label1 |  |  | CCX
5397 | 4 | 6 |  | CTAComponent | 5462280 | 1 | Release | Each | 2.0 | HV Cable Label- |  |  | HLE
5398 | 4 | 8 |  | CTAComponent | 5459238 | 1 | Release | Each | 1.0 | table rating plate |  |  | HLE
5399 | 5 | 1 |  | CTAComponent | 46-303268P1 | 10 | Release | Each | 1.0 | PRODUCT LOCATOR CARD FORM FOR RATING PLATES, PRINTED BY DUPLITECH | 25823-46-303268P1 | DL3 | CTZ
5400 | 4 | 13 |  | CTAComponent | 5457728 | 5 | Release | Each | 1.0 | system rating plate 65KW |  |  | CCX
5401 | 5 | 1 |  | CTAComponent | 46-303268P1 | 10 | Release | Each | 7.0 | PRODUCT LOCATOR CARD FORM FOR RATING PLATES, PRINTED BY DUPLITECH | 25823-46-303268P1 | DL3 | CTZ
5402 | 3 | 13 |  | ECCCollectorPart | 5453387 | 3 | Release | Each | 1.0 | Manual kit for Precision THUNIS-800+ |  |  | HLE
5403 | 4 | 2 |  | CTATechnicalPublication | 5445574-1EN | 4 | Release | Each | 1.0 | Precision THUNIS-800+ OPERATOR MANUAL - English |  |  | HLE
5404 | 4 | 1 |  | CTATechnicalPublication | 5442442-1EN | 4 | Release | Each | 1.0 | Precision THUNIS-800+ Pre-Installation manual |  |  | HLE
5405 | 4 | 4 |  | CTATechnicalPublication | 5458232-1EN | 5 | Release | Each | 1.0 | Precision THUNIS-800+ Service Manual - Class A |  |  | HLE
5406 | 4 | 3 |  | CTAComponent | 5445574-299 | 4 | Release | Each | 1.0 | Precision THUNIS-800+ OPERATOR MANUAL - CD |  |  | HLE
5407 | 3 | 5 |  | ECCCollectorPart | 5458225 | 8 | Release | Each | 1.0 | PSTM800 Integrated Console for Precision THUNIS-800+ |  |  | CCX
5408 | 4 | 4 |  | CTAAssembly | 5458964 | 8 | Release | Each | 1.0 | Console desk assembly |  |  | CCX
5409 | 5 | 1 |  | CTAComponent | 1000-M5C030-31 | 3 | Release | Each | 4.0 | Hexagon Socket Head Cap Screw, M5-0.8, X30mm Long, A2-70 Stainless Steel, Passivate, RoHS Fastener | 11060-M5C30KCSSJ/912 24140-M5/30/HHA2BL/PAS 20589-MS2540030A20000 A0996-1233327 10487-5100200-5+30 | ANIXTER TR FORMAC DIV OF TR FASTENINGS FASTENAL COMPANY BOSSARD OHTA | STM
5410 | 5 | 5 |  | CTAAssembly | 5448909 | 6 | Release | Each | 1.0 | Desk assembly |  |  | CCX
5411 | 6 | 2 |  | CTAComponent | 1007-M4C010-14 | 2 | Release | Each | 35.0 | Phillips Pan Head Screw, ISO 7045, M4-0.7, X10mm Long, Grade 4.8 Steel, Zinc Plated, RoHS Fastener | 11060-M4C10MXPSTZ6/7985 20589-10948-03570 24140-M4/10/PPSTMC/TC1/ISO7045 | ANIXTER FASTENAL COMPANY TR FORMAC DIV OF TR FASTENINGS | STM
5412 | 6 | 3 |  | CTAComponent | 1010-M4C010-14 | 2 | Release | Each | 2.0 | Phillips Flat Head Screw, ISO 7046, M4-0.7, X10mm Long, Grade 4.8 Steel, Zinc Plated, RoHS Fastener | 20589-10948-03508 11060-M4C10MXFSTZ6/965A 24140-M4/10/KPSTMC/TC1/DIN965 | FASTENAL COMPANY ANIXTER TR FORMAC DIV OF TR FASTENINGS | STM
5413 | 6 | 1 |  | CTAComponent | 1007-M3C008-14 | 2 | Release | Each | 4.0 | Phillips Pan Head Screw, ISO 7045, M3-0.5, X8mm Long, Grade 4.8 Steel, Zinc Plated, RoHS Fastener | 20589-10948-03564 11060-M3C8MXPSTZ6/7985 24140-M3/8/PPSTMC/TC1/ISO7045 A0996-BN 384 M3 x 8mm CR6+FREE 24432-91188 | FASTENAL COMPANY ANIXTER TR FORMAC DIV OF TR FASTENINGS BOSSARD FASTENAL | STM
5414 | 6 | 7 |  | CTAComponent | 2106-M3-05 | 2 | Release | Each | 4.0 | Spring Lock Washer with Flat Ends JIS B1251, M3, Spring Steel, Zinc Plated, Rohs Fastener | 24140-MEP M3/SPSTWA/TC1D/JIS B1251 | TR FORMAC DIV OF TR FASTENINGS | STM
5415 | 6 | 5 |  | CTAComponent | 2000-M4-03 | 3 | Release | Each | 29.0 | FLAT WASHER - NORMAL SERIES, ISO 7089, M4 CLASS 200H STEEL, ZINC PLATED RoHS FASTENER | 24140-M4/-/PWSTWA/TC1/DIN125 10487-2000-M4-03 A0996-BN 343 M4 CR6+FREE 24432-11103691 11060-M4NWSFSTZ6/125ATP | TR FORMAC DIV OF TR FASTENINGS OHTA BOSSARD FASTENAL ANIXTER | STM
5416 | 6 | 6 |  | CTAComponent | 2001-M5-02 | 3 | Release | Each | 2.0 | Large Flat Washer, ISO7093, M5, Steel 140HV, Zinc Plated, RoHS Fastener | 20589-10948-03468 11060-M5NWFESTZ6/9021B A0996-BN 729 M5 CR6+FREE 24140-M5/-/PWSTWA/TC1/DIN9021 | FASTENAL COMPANY ANIXTER BOSSARD TR FORMAC DIV OF TR FASTENINGS | STM
5417 | 6 | 4 |  | CTAComponent | 2000-M3-03 | 2 | Release | Each | 4.0 | WASHER PLAIN - LARGE 3.2 MM 7 MM , HV200, Steel, Zinc plate RoHS Washer | 10487-2000-M3-03 23983-6083737 24140-200-M3-03 | OHTA BOSSARD CHINA TR FORMAC DIV OF TR FASTENINGS | STM
5418 | 6 | 18 |  | CTAComponent | 5457946 | 1 | Release | Each | 2.0 | RICHCO FTH-7A1-RT FLAT TIE HOLDER 25.4x25.4x7.1mm, ACCOMODATES 5x2mm |  |  | HLE
5419 | 6 | 20 |  | CTAComponent | 5491252 | 1 | Release | Each | 1.0 | Desk copper grounding bar |  |  | CCX
5420 | 6 | 19 |  | CTAAssembly | 5473935 | 4 | Release | Each | 1.0 | Intercom Board Assembly |  |  | CCX
5421 | 7 | 2 |  | CTACircuitBoard | 5451492 | 4 | Release | Each | 1.0 | Intercom Board PWA |  |  | CCX
5422 | 8 |  | CR13, CR14 | CTAComponent | 5483033 | 1 | Release | Each | 2.0 | ULTRA LOW CAPACITANCE TVS ARRAY of 24V STAND-OFF VOLTAGE |  |  | HLE
5423 | 8 |  | U8 | CTAOOC | 5454247 | 2 | Not Recommended | Each | 1.0 | CONVERTER DAC, 24BIT, 192 KHZ, 2CHANNELS PER PKG, TSSOP10, UNKNOWN WHISKER RISK | 26334-CS4344-CZZ | CIRRUS LOGIC INC. | STE
5424 | 8 |  | U1 | CTAOOC | 2142461 | 2 | Restricted | Each | 1.0 | AMPLIFIER OP AMP OP284 DUAL AMPLIFIER_NEW OP AMP PRECISION RAIL-TO-RAIL INPUT and OUTPUT OP284 S08 | 01649-OP284FSZ | ANALOG DEVICES | STE
5425 | 8 |  | C2,C6,C22,C37,C52,C58,C63,C68 | CTAOOC | 2183937-10 | 3 | Standard | Each | 8.0 | CAPA TANT 10UF 10% 25V 6032 | 08390-T491C106K025AT 08390-B45196H5106K30 18981-293D106X9025C2TE3 19214-TAJC106K025RNJ | KEMET KEMET VISHAY AVX/KYOCERA | STE
5426 | 8 |  | J4 | CTAOOC | 2115384-2 | 2 | Standard | Each | 1.0 | FASTON TAB, 6.3X0.8MM, STRAIGHT, 5.08MM PITCH, PWB3.2, TINNED | 04947-1287 18996-1217056-1 | KEYSTONE ELECTRONICS CORP TE CONNECTIVITY | STE
5427 | 8 |  | FL2 | CTAComponent | 5482604 | 1 | Release | Each | 1.0 | CHIP EMIFIL Capacitor Type |  |  | HLE
5428 | 8 |  | R57 | CTAOOC | 5160167 | 2 | Standard | Each | 1.0 | RESISTOR, 0R, THICK FILM, 2512, 2A, 0.05 OHM | 18981-CRCW25120000Z0E 11962-RC2512JK-070RL 06725-RK73Z3AT 02254-MCR100JZHJ000 | VISHAY YAGEO KOA ROHM | STE
5429 | 8 |  | R10,R47-R54 | CTAOOC | 2234757-15 | 3 | Standard | Each | 9.0 | RESISTOR 22R1 1% 100MW 0603 THICK-FI | 02254-MCR03EZPFX22R1 00078-CR0603FX22R1ELF 18981-CRCW060322R1FKE 06725-RK73H1JTTD22R1F 11962-RC0603FR-0722R1L 05498-MC060322R1FTW 00006-WCR0603LF22R1F | ROHM BOURNS VISHAY KOA YAGEO RCD COMPONENTS INC. IRC | STE
5430 | 8 |  | U3,U15 | CTAOOC | 2196877-3 | 6 | Standard | Each | 2.0 | IC, LOGIC, 74LVC-LCX04, TSSOP14 | 18846-MC74LCX04DTG 19638-LVC04BTELL-E 00352 74LVC04APW 00495-SN74LVC04APWE4 00495-SN74LVC04APW | ON SEMICONDUCTOR RENESAS TECHNOLOGY CORP NXP (FORMERLY PHILIPS COMPONEN TEXAS INSTRUMENTS TEXAS INSTRUMENTS | STE
5431 | 8 |  | U12 | CTAOOC | 2211252-9 | 2 | Standard | Each | 1.0 | LOGIC 74AHC-VHC125 TSSOP14 | 00495-SN74AHC125PWE4 18846-MC74VHC125DTR2G | TEXAS INSTRUMENTS ON SEMICONDUCTOR | STE
5432 | 8 |  | CR1,CR2 | CTAOOC | 2224981-8 | 1 | Standard | Each | 2.0 | SEMICONDUCTOR, DIODE 130VOLTS 1M AMPS UNIDIRECTIONAL, SMB DO-214AA | 18981-P6SMB130A-E3 18846-P6SMB130AT3G | VISHAY ON SEMICONDUCTOR | STE
5433 | 8 |  | TP1-TP9 | CTAOOC | 2233921 | 2 | Standard | Each | 9.0 | TEST POINT, SMD 1005 | 04947 5015 ZZC70-TP-108-02-1-T | KEYSTONE ELECTRONICS CORP COMPONENTS CORPORATION | STE
5434 | 8 |  | U7 | CTAOOC | 2196877-40 | 2 | Standard | Each | 1.0 | LOGIC LVC-LCX 125 TSSOP | 00124-74LVC125ATTR 18846-MC74LCX125DTG 00352 74LVC125APW 00495-SN74LVC125APWRE4 00124-74LCX125TTR | ST MICROELECTRONICS ON SEMICONDUCTOR NXP (FORMERLY PHILIPS COMPONEN TEXAS INSTRUMENTS ST MICROELECTRONICS | STE
5435 | 8 |  | C84 | CTAOOC | 2187496-100 | 1 | Standard | Each | 1.0 | CAPACITOR CERAMIC, NPO, 2.7NF, 1Percent, 50V, SMD 0805 | 18981-VJ0805A272FXAA 12361-0805J0500272FC 08390-C0805C272F5GAC 19214-08055A272FAT2A | VISHAY SYFER TECHNOLOGY LIMITED KEMET AVX/KYOCERA | STE
5436 | 8 |  | C5,C31,C45 | CTAOOC | 2183937-15 | 4 | Standard | Each | 3.0 | CAPA TANT 100UF 10% 10V 7343 | 08390-T491D107K010AT 08390-B45196H2107K40 00042-293D107X9010D2TE3 19214-TAJD107K010RNJ | KEMET KEMET VISHAY SPRAGUE AVX/KYOCERA | STE
5437 | 8 |  | C107 | CTAOOC | 2235239-4 | 2 | Standard | Each | 1.0 | CAPACITOR X7R 22NF 10% 25V 0603 | 19214-06033C223KAT 11962-CC0603KRX7R8BB223 18981-VJ0603Y223KXX 08390 C0603C223K3RAC 03041-C1608X7R1E223K | AVX/KYOCERA YAGEO VISHAY KEMET TDK | STE
5438 | 8 |  | C3,C4,C7-C21,C23,C25-C27,C33,C34,C39-C41,C47,C49,C64-C67,C69,C71-C74,C80,C82,C94-C97,C99-C102 | CTAOOC | 2235239-6 | 2 | Standard | Each | 47.0 | CAPACITOR X7R 100NF 10% 16V 0603 | 08390 C0603C104K4RAC 18981-VJ0603Y104KXJ 11962-CC0603KRX7R7BB104 19214-0603YC104KAT | KEMET VISHAY YAGEO AVX/KYOCERA | STE
5439 | 8 |  | C90,C91 | CTAOOC | 2235238-8 | 1 | Standard | Each | 2.0 | CAPA NPO 1NF 5% 25V 0603 | 19214-06033A102JAT 11962-CC0603JRNPO8BN102 | AVX/KYOCERA YAGEO | STE
5440 | 8 |  | C44 | CTAOOC | 2235238-28 | 3 | Standard | Each | 1.0 | CAPACITOR 180P, 1 percent, 50V, CERAMIC, C0G NPO, 0603 | 19214-06035A181FAT 11623-NMC0603NPO181F50TRPF 11962-CC0603FRNPO9BN181 18981-VJ0603A181FXA 02862-GRM1885C1H181FA01 | AVX/KYOCERA NIC COMPONENTS CORPORATION YAGEO VISHAY MURATA | STE
5441 | 8 |  | C1,C29,C36,C55,C60-C62,C103-C106 | CTAOOC | 2235239-3 | 6 | Standard | Each | 11.0 | CAPACITOR X7R 10NF 10 PERCENT 50V 0603 | 08390 C0603C103K5RAC 03041 C1608X7R1H103K 18981-VJ0603Y103KXA 11962-CC0603KRX7R9BB103 03041-C1608X7R1H103K080AA 19214-06035C103KAT | KEMET TDK VISHAY YAGEO TDK AVX/KYOCERA | STE
5442 | 8 |  | C77 | CTAOOC | 2235238-6 | 3 | Standard | Each | 1.0 | CAPA NPO 220PF 5% 50V 0603 | 11962-CC0603JRNPO9BN221 08390 C0603C221J5GAC 00401-CEC14CW 220PF 5% 63V 03041-C1608C0G1H221J 18981-VJ0603A221JXA 03041-C1608C0G1H221J080AA | YAGEO KEMET EUROFARAD TDK VISHAY TDK | STE
5443 | 8 |  | C30,C38 | CTAOOC | 2235238-2 | 5 | Standard | Each | 2.0 | CAPA NPO 10PF 5% 50V 0603 | 00401-CEC14CW 10PF 5% 63V 03041-C1608C0G1H100D 19214-06035A100JAT 18981-VJ0603A100JXA 08390-C0603C100J5GAC 11962-CC0603JRNPO9BN100 03041-C1608C0G1H100D080AA | EUROFARAD TDK AVX/KYOCERA VISHAY KEMET YAGEO TDK | STE
5444 | 8 |  | R58,R60-R63,R67 | CTAOOC | 2292664-40 | 5 | Standard | Each | 6.0 | RESISTOR, 4K70, 0.1Percent, 63MW, THIN FILM, 25PPM, 0603 | 05498-BLU0603-4701-BT25W 10302-RNCF16-T9-4.70K-0.1% 18981-TNPW06034K70BEE 11962-RT0603BRD074K7L 00006-PCF-W0603LF-03-4701-B 06725-RN731JTTD4701B25 10302-RNCF0603BTE4K70 | RCD COMPONENTS INC. SEI VISHAY YAGEO IRC KOA SEI | STE
5445 | 8 |  | U9 | CTAOOC | 2252400-4 | 1 | Restricted | Each | 1.0 | POWER SUPPLY 5 VOLTS 306m AMPS 5 VOL REGULATED, 1000V ISOLATION, SO-28 | 00495-DCR010505UE4 | TEXAS INSTRUMENTS | STE
5446 | 8 |  | S1 | CTAOOC | 2253364-2 | 3 | Not Recommended | Each | 1.0 | SURFACE MOUNT DIP SWITCH, 4 POSITION GULL WING WITH POLYIMIDE TAPE SEAL MACHINE-INSERTABLE. WARNING: Unknown Whisker Risk | 05229-90HBW04PRT 00031-219004MST | GRAYHILL CTS CORP | STE
5447 | 8 |  | DS1-DS7 | CTAOOC | 2279219-2 | 1 | Standard | Each | 7.0 | LED GREEN LTST-C190G 0603 SMD | 18802 AP1608SGC 00941 HSMG-C190 11520 LTST-C190GKT 09050 PG1111C | KINGBRIGHT AVAGO TECHNOLOGIES LITE-ON STANLEY ELECTRIC CO LTD | STE
5448 | 8 |  | R73 | CTAOOC | 2292664-9 | 4 | Standard | Each | 1.0 | RESISTOR 10K OHMS .1 PERCENT, 0603 SMT 62.5 MW, 50 V MAX WORKING VOLTAGE | 06725-RN731JTTD1002B25 00006-PFC-W0603LF-03-1002-B 18981-TNPW060310K0BEE | KOA IRC VISHAY | STE
5449 | 8 |  | C88,C89 | CTAOOC | 2235239-21 | 2 | Standard | Each | 2.0 | CAPACITOR 0.22U, 10 PERCENT, 25V, CERAMIC, X7R, 0603 | 02862-GRM188R71E224KA88 11962-CC0603KRX7R8BB224 03041-C1608X7R1E224K 08390-C0603C224K3RAC 03041-C1608X7R1E224K080AC | MURATA YAGEO TDK KEMET TDK | STE
5450 | 8 |  | R68,R71 | CTAOOC | 2236238 | 2 | Standard | Each | 2.0 | RESISTOR, 0 OHM, THICK FILM, 0603, 1A, 0.05 OHM MAX | 02254-MCR03EZPJ000 18981-CRCW06030000Z0E 00078-CR0603J/000ELF 05498-ZC0603TW 06725-RK73Z1JT 11962-RC0603JR-070RL | ROHM VISHAY BOURNS RCD COMPONENTS INC. KOA YAGEO | STE
5451 | 8 |  | C109,C110 | CTAOOC | 2235239-14 | 1 | Standard | Each | 2.0 | CAPACITOR 33N, 10percent, 25V, CERAMIC, X7R, C0603 UM33nCC | 18981-VJ0603Y-333K-XX 08390-C0603C333K3RAC 19214-0603-3C-333-KAT | VISHAY KEMET AVX/KYOCERA | STE
5452 | 8 |  | R1-R4,R7-R9,R11,R13-R15,R17,R18,R20,R22-R24,R26,R30-R32,R34,R39,R55,R56,R79,R82-R85 | CTAOOC | 2324551-19 | 3 | Standard | Each | 30.0 | RESISTOR 2k OHMS 1 % .1 WATTS SMT 0603 THICK FILM | 06725-RK73H1JTTD2001F 11962-RC0603FR-072KL 18981-CRCW06032K00FKE 02254 MCR03EZPFX2001 00006-WCR0603LF2001F 05498-MC06032001FTW 10302-RMCF0603FT2K00 | KOA YAGEO VISHAY ROHM IRC RCD COMPONENTS INC. SEI | STE
5453 | 8 |  | R80,R81 | CTAOOC | 2324551-20 | 4 | Standard | Each | 2.0 | RESISTOR 20k OHMS 1 PERCENT .1 WATTS SMT 0603 THICK FILM | 11962-RC0603FR-0720KL 06725-RK73H1JTTD2002F 18981-CRCW060320K0FKE 00006-WCR0603LF2002F 02254 MCR03EZPFX2002 05498-MC06032002FTW 10302-RMCF0603FT20K0 | YAGEO KOA VISHAY IRC ROHM RCD COMPONENTS INC. SEI | STE
5454 | 8 |  | R37,R69 | CTAOOC | 2324551-39 | 3 | Standard | Each | 2.0 | RESISTOR 4.99k OHMS 1 % .1 WATTS SMT 0603 THICK FILM | 18981-CRCW06034K99FKE 11962-RC0603FR-074K99L 00006-WCR0603LF4991F 05498-MC06034991FTW 06725-RK73H1JTTD4991F 02254 MCR03EZPFX4991 10302-RMCF0603FT4K99 | VISHAY YAGEO IRC RCD COMPONENTS INC. KOA ROHM SEI | STE
5455 | 8 |  | R5,R6,R45 | CTAOOC | 2324551-4 | 4 | Standard | Each | 3.0 | RESISTOR 10k OHMS 1 PERCENT .1 WATTS SMT 0603 THICK FILM | 02254 MCR03EZPFX1002 06725-RK73H1JTTD1002F 10302-RMCF1/16-10K-1percent 00006-WCR0603LF1002F 18981-CRCW060310K0FKE 05498-MC06031002FTW 11962-RC0603FR-0710KL 10302-RMCF0603FT10K0 | ROHM KOA SEI IRC VISHAY RCD COMPONENTS INC. YAGEO SEI | STE
5456 | 8 |  | R66 | CTAOOC | 2324551-18 | 3 | Standard | Each | 1.0 | RESISTOR 200 OHMS 1 PERCENT .1 WATTS SMT 0603 THICK FILM | 11962-RC0603FR-07200RL 06725-RK73H1JTTD2000F 00006-WCR0603LF2000F 05498-MC06032000FTW 02254-MCR03EZPFX2000 18981-CRCW0603200RFKE 10302-RMCF0603FT200R | YAGEO KOA IRC RCD COMPONENTS INC. ROHM VISHAY SEI | STE
5457 | 8 |  | R33,R59 | CTAOOC | 2324551-3 | 3 | Standard | Each | 2.0 | RESISTOR 1k OHMS 1 PERCENT .1 WATTS SMT 0603 THICK FILM | 00006-WCR0603LF1001F 06725-RK73H1JTTD1001F 05498-MC06031001FTW 02254 MCR03EZPFX1001 11962-RC0603FR-071KL 18981-CRCW06031K00FKE 10302-RMCF0603FT1K00 | IRC KOA RCD COMPONENTS INC. ROHM YAGEO VISHAY SEI | STE
5458 | 8 |  | FL1,FL3,FL6-FL8 | CTAOOC | 2306384-3 | 1 | Standard | Each | 5.0 | FERRITE BEAD, 120 OHM at 100 MHZ, 150 MA RATING, 0603 PACKAGE | 18981-ILHB-0603ER121V | VISHAY | STE
5459 | 8 |  | R75-R78 | CTAOOC | 2324551-317 | 2 | Standard | Each | 4.0 | RESISTOR 51.1 OHMS 1 % .1 WATTS SMT 0603 THICK FILM | 02254 MCR03EZPFX51R1 11962-RC0603FR-0751R1L 00006-WCR0603LF51R1F 05498-MC060351R1FTW 18981-CRCW060351R1FKE 06725-RK73H1JTTD51R1F 10302-RMCF0603FT51R1 | ROHM YAGEO IRC RCD COMPONENTS INC. VISHAY KOA SEI | STE
5460 | 8 |  | R74 | CTAOOC | 2324551-333 | 2 | Standard | Each | 1.0 | RESISTOR 475 OHMS 1percent .1 WATTS SMT 0603 THICK FILM | 11962-RC0603FR-07475RL 18981-CRCW0603475RFKE 00078-CR0603FX4750ELF 05498-MC06034750FTW 06725-RK73H1JTTD4750F 02254-MCR03EZPFX4750 00006-WCR0603LF4750F 10302-RMCF0603FT475R | YAGEO VISHAY BOURNS RCD COMPONENTS INC. KOA ROHM IRC SEI | STE
5461 | 8 |  | R27 | CTAOOC | 2324551-91 | 2 | Standard | Each | 1.0 | RESISTOR 2.21k OHMS 1 % .1 WATTS SMT 0603 THICK FILM | 00006-WCR0603LF2211F 11962-RC0603FR-072K21L 05498-MC06032211FTW 02254 MCR03EZPFX2211 06725-RK73H1JTTD2211F 18981-CRCW06032K21FKE 10302-RMCF0603FT2K21 | IRC YAGEO RCD COMPONENTS INC. ROHM KOA VISHAY SEI | STE
5462 | 8 |  | R70 | CTAOOC | 2324551-163 | 2 | Standard | Each | 1.0 | RESISTOR 121k OHMS 1 % .1 WATTS SMT 0603 THICK FILM | 02254 MCR03EZPFX1213 06725-RK73H1JTTD1213F 00006-WCR0603LF1213F 11962-RC0603FR-07121KL 18981-CRCW0603121KFKE 05498-MC06031213FTW 10302-RMCF0603FT121K | ROHM KOA IRC YAGEO VISHAY RCD COMPONENTS INC. SEI | STE
5463 | 8 |  | R72 | CTAOOC | 2324551-193 | 2 | Standard | Each | 1.0 | RESISTOR 274k OHMS 1 % .1 WATTS SMT 0603 THICK FILM | 18981-CRCW0603274KFKE 05498-MC06032743FTW 11962-RC0603FR-07274KL 00006-WCR0603LF2743F 02254 MCR03EZPFX2743 06725-RK73H1JTTD2743F 10302-RMCF0603FT274K | VISHAY RCD COMPONENTS INC. YAGEO IRC ROHM KOA SEI | STE
5464 | 8 |  | R64,R65 | CTAOOC | 2324551-59 | 3 | Standard | Each | 2.0 | RESISTOR 121 OHMS 1 PERCENT .1 WATTS SMT 0603 THICK FILM | 00006-WCR0603LF1210F 06725-RK73H1JTTD1210F 11962-RC0603FR-07121RL 02254 MCR03EZPFX1210 18981-CRCW0603121RFKE 05498-MC06031210FTW 10302-RMCF0603FT121R | IRC KOA YAGEO ROHM VISHAY RCD COMPONENTS INC. SEI | STE
5465 | 8 |  | R12,R16,R19,R21,R25,R28,R29 | CTAOOC | 2324551-54 | 3 | Standard | Each | 7.0 | RESISTOR 511 OHMS 1 % .1 WATTS SMT 0603 THICK FILM | 18981-CRCW0603511RFKE 00006-WCR0603LF5110F 02254 MCR03EZPFX5110 11962-RC0603FR-07511RL 06725-RK73H1JTTD5110F 05498-MC06035110FTW 10302-RMCF0603FT511R | VISHAY IRC ROHM YAGEO KOA RCD COMPONENTS INC. SEI | STE
5466 | 8 |  | J3 | CTAOOC | 2402275 | 2 | Restricted | Each | 1.0 | CONNECTOR 5.08MM MSTB-GF, 1X2POS HEADER, RIGHT ANGLE, SCREW LOCK, TINNED, PWB2.4 | 11675 1776508 | PHOENIX CONTACTS | STE
5467 | 8 |  | C78,C79,C81,C83,C86,C87 | CTAOOC | 2385110-2 | 2 | Not Recommended | Each | 6.0 | CAPACITOR CERAMIC, X5R, 1UF, 10Percent, 25V, 0805 | 19214-08053D105KAT 08390-C0805C105K3PAC 02862-GRM216R61E105KA12 | AVX/KYOCERA KEMET MURATA | STE
5468 | 8 |  | C24,C28,C32,C54,C98,C108,C111-C112 | CTAOOC | 2385111 | 4 | Not Recommended | Each | 8.0 | CAPACITOR CERAMIC, X5R, 1UF, 10Percent, 10V, SMD 0603 | 07092-ECJ1VB1A105K 19214-CM105X5R105K10A 03041-C1608X5R1A105K 02862-GRM188R61A105KA61 03041-C1608X5R1A105K080AC | PANASONIC AVX/KYOCERA TDK MURATA TDK | STE
5469 | 8 |  | C85 | CTAOOC | 2385569-5 | 3 | Standard | Each | 1.0 | CAPACITOR CERAMIC, X5R, 10UF, 10Percent, 25V, SMD 1210 | 03041-C3225X5R1E106K 08390-C1210C106K3PAC 19214-CM32X5R106K25A 19214-12103D106KAT 03041-C3225X5R1E106K250AA | TDK KEMET AVX/KYOCERA AVX/KYOCERA TDK | STE
5470 | 8 |  | U10,U11 | CTAOOC | 2384570-2 | 1 | Standard | Each | 2.0 | OPTOELECTRONICS DIGITAL ISOLATOR 3.3V AND 5V TTL-CMOS COMPATIBLE, SO8 | 01649 ADUM1100BRZ | ANALOG DEVICES, INC. ANALOG DEVICES | STE
5471 | 8 |  | FL12,FL13 | CTAOOC | 2381824 | 1 | Standard | Each | 2.0 | FERRIT CHIP Z330 100MHZ 1.5A 0805 | 03041 MPZ2012S331A 02862 BLM21PG331SN1 | TDK MURATA | STE
5472 | 8 |  | L2,L3 | CTAOOC | 2367026-2 | 1 | Standard | Each | 2.0 | INDUCTOR NEW POWER 33U HENRYS 5 AMPS SMT SHIELDED PACKAGE | 00078-SRR1806-330M 07200-DS5022P-333MT | BOURNS COILCRAFT | STE
5473 | 8 |  | U2 | CTAOOC | 5128730-10 | 1 | Standard | Each | 1.0 | IC EPLD EPM1270, 1270 LE, 116 I-O, VCCINT 3.3V 2.5V, VCCIO 3.3V TO 1.5V, SPEED GRADE 5, TQFP144 | 10208-EPM1270T144C5N | ALTERA | STE
5474 | 8 |  | C75,C76,C92,C93 | CTAOOC | 5146178 | 4 | Standard | Each | 4.0 | CAPACITOR 0.47U, 10 percent, 16V, CERAMIC, X7R, 1608,U1600CS | 02862-GRM188R71C474KA88 03041-C1608X7R1C474K 08390-C0603C474K4RAC 03041-C1608X7R1C474K080AC | MURATA TDK KEMET TDK | STE
5475 | 8 |  | U17 | CTAOOC | 5151368-2 | 3 | Restricted | Each | 1.0 | LINEAR AMPLIFIER, 6.5-W MONO CLASS-D AUDIO POWER AMPLIFIER, 1 PER PKG, 20KHZ, 50MV OFFSET, TSSOP | 00495-TPA3007D1PWG4 00495-TPA3007D1PW | TEXAS INSTRUMENTS TEXAS INSTRUMENTS | STE
5476 | 8 |  | D1-D3 | CTAOOC | 5224726-2 | 1 | Standard | Each | 3.0 | DIODE, RECTIFIER, MURS120, 1A, 200V, 25NS REVERSE RECOVERY, SMB-J | 18846-MURS120T3G 18981-MURS120-E3 00037-MURS120-13-F | ON SEMICONDUCTOR VISHAY DIODES INC. | STE
5477 | 8 |  | CR17, CR22, CR23-CR24 | CTAOOC | 2408243-2 | 1 | Restricted | Each | 4.0 | DIODE, TVS, BIDIRECTIONAL, 350W PEAK, 13.3V VZ, 11A PEAK, GBLC12C, SOD323 PACKAGE | 10289-GBLC12C-LF | PROTEK DEVICES | STE
5478 | 8 |  | J1 | CTAOOC | 5124823 | 2 | Restricted | Each | 1.0 | CONNECTOR HEADER, 3 CONTACTS, PIN, RIGHT-ANGLE, 5A, 3MM PITCH, | 01525-43650-0302 | MOLEX | STE
5479 | 8 |  | CR3-CR12 | CTAOOC | 2408243 | 1 | Restricted | Each | 10.0 | U1813HE SEMICONDUCTOR DIODE 5 VOLTS 5U AMPS | 10289-GBLC05C-LF | PROTEK DEVICES | STE
5480 | 8 |  | Y1 | CTAOOC | 5409769 | 1 | Standard | Each | 1.0 | OSCILLATOR, 24.576 MHZ, 3.3V, CMOS, 50PPM, -10C TO 70C, 3.2X2.5MM SMT PACKAGE | 19214-KC3225A24.5760C30E00 19133-EB13E2D2H-24.576M 11682-SM4445TV-24.576M | AVX/KYOCERA ECLIPTEK PLETRONICS | STE
5481 | 8 |  | U6 | CTAComponent | 5450428 | 1 | Release | Each | 1.0 | 98dB,96kHz,Multi-Bit Audio AD Converter |  |  | HLE
5482 | 8 | 1 |  | CTACircuitBoard | 5451490 | 1 | Release | Each | 1.0 | PWB for Intercom Board |  |  | HLE
5483 | 8 |  | FL9,FL10 | CTAOOC | 5366219 | 1 | Restricted | Each | 2.0 | MAGNETICS, EMI COMMON MODE CHOKE, 2KOHMS AT 100MHZ, 200MA, 50V, 5X3.3MM SMD PACKAGE | 00078-DR221-333AE | BOURNS | STE
5484 | 8 |  | U4 | CTAOOC | 5394889 | 2 | Standard | Each | 1.0 | IC, AD CONVERTER, 12BITS, 4CHANNELS INPUT, SAR, T AND H, 0.5 TO 1MSPS, SERIAL OUT, 3V TO 5V VCC, ADC124S101C, MSOP10, 85C | 00036-ADC124S101CIMM/NOPB 00495-ADC124S101CIMM/NOPB | NATIONAL SEMICONDUCTOR TEXAS INSTRUMENTS | STE
5485 | 8 |  | U13,U14 | CTAOOC | 5268503-2 | 1 | Standard | Each | 2.0 | IC, TRANSCEIVER RS485-422, SINGLE, HALF DUPLEX, 16MBPS, 5V, MAX13088E, 15KV ESD PROT, SO8 | 07438-MAX13088ECSA+ 20003-SN65HVD3088EDG4 | MAXIM INTEGRATED PRODUCTS TEXAS INSTRUMENT INC. | STE
5486 | 8 |  | C70 | CTAOOC | 46-312294P3 | 3 | Restricted | Each | 1.0 | CAPACITOR TANTALUM, 3.3UF, 10Percent, 16V, SMD 3528 | 18981-293D335X9016B2TE3 08390-T491B335K016AT | VISHAY KEMET | STE
5487 | 8 |  | VR1,VR3 | CTAOOC | 2105122-2 | 3 | Standard | Each | 2.0 | REGULATOR AND REFERENCE VOLTAGE REGU INTERNAL OVERCURRENT LIMITING CIRCUITRY | 06921-LT1117CST-3.3#PBF 00495-REG1117-3.3G4 00036-LM1117MPX-3.3/NOPB 00495-LM1117MPX-3.3/NOPB | LINEAR TECHNOLOGY TEXAS INSTRUMENTS NATIONAL SEMICONDUCTOR TEXAS INSTRUMENTS | STE
5488 | 8 |  | VR2 | CTAOOC | 2105122-6 | 1 | Standard | Each | 1.0 | IC REG, LDO, +5V, 0.8A, LT1117, SOT223 | 06921-LT1117CST-5#PBF | LINEAR TECHNOLOGY | STE
5489 | 8 |  | C42,C43,C48,C50,C56 | CTAOOC | 46-302742P8 | 3 | Standard | Each | 5.0 | CAPACITOR FIXED 1u FARADS 35 VOLTS .138L .110W .075H 3528 SURFACE MOUNT DEVICE | 18981-293D105X9035B2TE3 08390-T491B105K035AT | VISHAY KEMET | STE
5490 | 8 |  | FL4,FL5 | CTAOOC | 46-312066P4 | 2 | Standard | Each | 2.0 | FERRITE BEAD 3.0A, 50OHM AT 100 MHZ SMT 1206 | 02862-BLM31PG500SN1 19114-HI1206T500R-10 | MURATA LAIRD TECHNOLOGIES | STE
5491 | 8 |  | J9 | CTAOOC | 46-289446P7 | 1 | Restricted | Each | 1.0 | CONNECTOR 2 CONTACTS 250 VOLTS 3 AMP SINGLE ROW, RIGHT ANGLE LOW PROFILE | 01525 70553-0001 | MOLEX | STE
5492 | 8 |  | J5-J7 | CTAOOC | 46-275208P2 | 2 | Restricted | Each | 3.0 | 003 CONT PCB MOUNT HSG RT ANGLE | 01525-70555-0072 | MOLEX | STE
5493 | 8 |  | J8 | CTAOOC | 2109908 | 7 | Standard | Each | 1.0 | CONNECTOR_NEW RECTANGULAR, D- 9 EACH D-SUBMINIATURE RIGHT ANGLE CONNECTOR FRONT METAL SHELL 9 PINS 747840-4 | 18996-5747840-4 01940-6E17-C-009-P-AJ-1-21 10099-09 68 163 5812 00214-D09P33E6GX00LF | TE CONNECTIVITY AMPHENOL HARTING FCI | STE
5494 | 8 |  | J2 | CTAOOC | 2106009-6 | 1 | Restricted | Each | 1.0 | CONNEC LOW-PROF TRANSI 10C HEAD STR | 01940 821-A010P-AM-A00 00214-75869-101LF 00266-N2510-6002RB 10099-09 18 510 6324 18996-5103308-1 | AMPHENOL FCI 3M (MINNESOTA MINING MFG) HARTING TE CONNECTIVITY | STE
5495 | 7 | 1 |  | CTASoftware | 5474007 | 2 | Release | Each | 1.0 | Precision THUNIS-800+ Intercom firmware |  |  | CCX
5496 | 6 | 17 |  | CTAComponent | 5455375 | 2 | Release | Each | 1.0 | Speaker Cover |  |  | CCX
5497 | 6 | 16 |  | CTAComponent | 5452025 | 1 | Release | Each | 2.0 | Cable Gate |  |  | CCX
5498 | 6 | 11 |  | CTAComponent | 5445416-2 | 1 | Release | Each | 3.0 | AVID PRODUCTS STEEL P-CLAMP or R-clamp DIA6.4, WIDE9.7, 19243-SCP-4-323-203 |  |  | HLE
5499 | 6 | 12 |  | CTAComponent | 5445416-4 | 1 | Release | Each | 3.0 | AVID PRODUCTS STEEL P-CLAMP or R-clamp DIA9.5, WIDE12.7,19243-SCP-6-325-265 |  |  | HLE
5500 | 6 | 22 |  | CTAComponent | 5491255 | 1 | Release | Each | 1.0 | DIN rail-35, 7.5 |  |  | CCX
5501 | 6 | 9 |  | CTAAssembly | 5444084 | 2 | Release | Each | 1.0 | SPK assembly |  |  | CCX
5502 | 6 | 8 |  | CTAComponent | 5441108 | 1 | Release | Each | 1.0 | Desk Gate |  |  | CCX
5503 | 6 | 21 |  | CTAComponent | 5491254 | 1 | Release | Each | 1.0 | Insulation spacer |  |  | CCX
5504 | 6 | 26 |  | CTAComponent | 5496536 | 1 | Release | Each | 1.0 | PS800R MIC cover |  |  | CCX
5505 | 6 | 24 |  | CTAComponent | C2106-M4-02 | 3 | Release | Each | 31.0 | Spring Lock Washer, M4, Zinc plated, Rohs Fastener | 24140-C2106-M4-02 | TR FORMAC DIV OF TR FASTENINGS | HLE
5506 | 6 | 15 |  | CTAAssembly | 5450451 | 2 | Release | Each | 1.0 | Gooseneck MIC assembly |  |  | CCX
5507 | 6 | 14 |  | CTAAssembly | 5449180 | 1 | Release | Each | 1.0 | Desk Frame |  |  | CCX
5508 | 7 | 1 |  | CTAComponent | 1000-M6C020-04 | 4 | Release | Each | 36.0 | Hexagon Socket Head Cap Screw, M6-1, X20mm Long, Grade 8.8 Steel, Zinc Plated, RoHS Fastener | 11060-M6C20KCSC9Z6/912 10487-1000-M6C020-04 24140-M6/20/SOHTCS/TC1D/DIN912 20589-10948-03240 A0996-BN 4 M6 x 20mm CR6+FREE | ANIXTER OHTA TR FORMAC DIV OF TR FASTENINGS FASTENAL COMPANY BOSSARD | STM
5509 | 7 | 3 |  | CTAComponent | 1009-M4P2C9P5-29 | 1 | Release | Each | 4.0 | Cross Recessed Pan Head Tapping Screw, ST 4,2 X 9.5mm Long, Steel, Zinc Plated, RoHS Fastener | A0996-BN 994 ST 4.2 X 9.5mm CR6FREE 11060-M4.2N9.5TXPSTZ6/7981C 24140-4.2/9.5/PPSTAB/TC1D | BOSSARD ANIXTER TR FORMAC DIV OF TR FASTENINGS | STM
5510 | 7 | 4 |  | CTAComponent | 1010-M4C010-14 | 2 | Release | Each | 5.0 | Phillips Flat Head Screw, ISO 7046, M4-0.7, X10mm Long, Grade 4.8 Steel, Zinc Plated, RoHS Fastener | 20589-10948-03508 11060-M4C10MXFSTZ6/965A 24140-M4/10/KPSTMC/TC1/DIN965 | FASTENAL COMPANY ANIXTER TR FORMAC DIV OF TR FASTENINGS | STM
5511 | 7 | 2 |  | CTAComponent | 1007-M4C010-14 | 2 | Release | Each | 8.0 | Phillips Pan Head Screw, ISO 7045, M4-0.7, X10mm Long, Grade 4.8 Steel, Zinc Plated, RoHS Fastener | 11060-M4C10MXPSTZ6/7985 20589-10948-03570 24140-M4/10/PPSTMC/TC1/ISO7045 | ANIXTER FASTENAL COMPANY TR FORMAC DIV OF TR FASTENINGS | STM
5512 | 7 | 5 |  | CTAComponent | 2000-M4-03 | 3 | Release | Each | 8.0 | FLAT WASHER - NORMAL SERIES, ISO 7089, M4 CLASS 200H STEEL, ZINC PLATED RoHS FASTENER | 24140-M4/-/PWSTWA/TC1/DIN125 10487-2000-M4-03 A0996-BN 343 M4 CR6+FREE 24432-11103691 11060-M4NWSFSTZ6/125ATP | TR FORMAC DIV OF TR FASTENINGS OHTA BOSSARD FASTENAL ANIXTER | STM
5513 | 7 | 7 |  | CTAComponent | C2106-M4-02 | 3 | Release | Each | 8.0 | Spring Lock Washer, M4, Zinc plated, Rohs Fastener | 24140-C2106-M4-02 | TR FORMAC DIV OF TR FASTENINGS | HLE
5514 | 7 | 8 |  | CTAComponent | C2106-M6-02 | 3 | Release | Each | 36.0 | Spring Lock Washer, M6, Zinc plated, Rohs Fastener | 24140-C2106-M6-02 | TR FORMAC DIV OF TR FASTENINGS | HLE
5515 | 7 | 9 |  | CTAAssembly | 5457200 | 1 | Release | Each | 1.0 | Desk right bracket |  |  | CCX
5516 | 8 | 1 |  | CTAComponent | 3000-M10C-04 | 1 | Release | Each | 1.0 | Hexagon Nut, ISO4032, M10-1.5, Grade 8 Steel, Zinc Plated, RoHS Fastener | 20589-10948-03690 11060-M10CNFHC7Z6/4032 | FASTENAL COMPANY ANIXTER | STM
5517 | 8 | 4 |  | CTAComponent | 5460241 | 1 | Release | Each | 1.0 | Desk bracket foot cover |  |  | CCX
5518 | 8 | 6 |  | CTAComponent | 5442172 | 1 | Release | Each | 1.0 | Desk bracket front cover |  |  | CCX
5519 | 8 | 5 |  | CTAComponent | 5447807 | 1 | Release | Each | 2.0 | Desk bracket corner |  |  | CCX
5520 | 8 | 3 |  | CTAComponent | 5450649 | 1 | Release | Each | 1.0 | Desk bracket top cover |  |  | CCX
5521 | 8 | 2 |  | CTAComponent | 5438177 | 1 | Release | Each | 1.0 | Desk right bracket base |  |  | CCX
5522 | 8 | 9 |  | CTAComponent | 5491623 | 1 | Release | Each | 1.0 | Reinforecing plate |  |  | CCX
5523 | 8 | 10 |  | CTAComponent | 5496544 | 1 | Release | Each | 1.0 | Console caster install column |  |  | CCX
5524 | 8 | 8 |  | CTAComponent | 5491622 | 1 | Release | Each | 2.0 | Screw guidance |  |  | CCX
5525 | 8 | 7 |  | CTAComponent | 5445400 | 1 | Release | Each | 2.0 | Desk bracket head |  |  | CCX
5526 | 7 | 6 |  | CTAComponent | 2000-M6-03 | 3 | Release | Each | 36.0 | Flat Washer, ISO7089, M6, Steel 200HV, Zinc Plated, RoHS Fastener | 20589-10948-03457 10487-2000-M6-03 11060-M6NWSFSTZ6/125ATP 24140-M6/-/PWSTWA/TC1/DIN125 | FASTENAL COMPANY OHTA ANIXTER TR FORMAC DIV OF TR FASTENINGS | STM
5527 | 7 | 12 |  | CTAComponent | 5453939 | 1 | Release | Each | 1.0 | Desk foot bracket |  |  | CCX
5528 | 7 | 11 |  | CTAComponent | 5461016 | 1 | Release | Each | 3.0 | Rubber foot |  |  | CCX
5529 | 7 | 10 |  | CTAAssembly | 5461772 | 1 | Release | Each | 1.0 | Desk left bracket |  |  | CCX
5530 | 8 | 2 |  | CTAComponent | 5450649 | 1 | Release | Each | 1.0 | Desk bracket top cover |  |  | CCX
5531 | 8 | 1 |  | CTAComponent | 3000-M10C-04 | 1 | Release | Each | 2.0 | Hexagon Nut, ISO4032, M10-1.5, Grade 8 Steel, Zinc Plated, RoHS Fastener | 20589-10948-03690 11060-M10CNFHC7Z6/4032 | FASTENAL COMPANY ANIXTER | STM
5532 | 8 | 6 |  | CTAComponent | 5445400 | 1 | Release | Each | 2.0 | Desk bracket head |  |  | CCX
5533 | 8 | 5 |  | CTAComponent | 5442172 | 1 | Release | Each | 1.0 | Desk bracket front cover |  |  | CCX
5534 | 8 | 4 |  | CTAComponent | 5447807 | 1 | Release | Each | 2.0 | Desk bracket corner |  |  | CCX
5535 | 8 | 3 |  | CTAComponent | 5496584 | 1 | Release | Each | 1.0 | Desk left bracket foot cover |  |  | CCX
5536 | 8 | 9 |  | CTAComponent | 5436099 | 1 | Release | Each | 1.0 | Desk left bracket base |  |  | CCX
5537 | 8 | 8 |  | CTAComponent | 5491623 | 1 | Release | Each | 2.0 | Reinforecing plate |  |  | CCX
5538 | 8 | 7 |  | CTAComponent | 5491622 | 1 | Release | Each | 2.0 | Screw guidance |  |  | CCX
5539 | 8 | 10 |  | CTAAssembly | 5453095 | 2 | Release | Each | 1.0 | Desk left flitch |  |  | CCX
5540 | 9 | 1 |  | CTAComponent | 5443768 | 1 | Release | Each | 1.0 | Desk left flitch cover |  |  | CCX
5541 | 9 | 3 |  | CTAComponent | 5491622 | 1 | Release | Each | 3.0 | Screw guidance |  |  | CCX
5542 | 9 | 2 |  | CTAComponent | 5456422 | 1 | Release | Each | 1.0 | Desk left flitch base |  |  | CCX
5543 | 7 | 16 |  | CTAAssembly | 5491631 | 1 | Release | Each | 1.0 | Desk foot cover |  |  | CCX
5544 | 8 | 2 |  | CTAComponent | 5491629 | 1 | Release | Each | 1.0 | Rail bracket |  |  | CCX
5545 | 8 | 3 |  | CTAComponent | 5496590 | 1 | Release | Each | 1.0 | Cable holder |  |  | CCX
5546 | 8 | 1 |  | CTAComponent | 5453096 | 1 | Release | Each | 1.0 | Desk foot cover base |  |  | CCX
5547 | 7 | 14 |  | CTAComponent | 5461773 | 1 | Release | Each | 1.0 | Desk middle bracket |  |  | CCX
5548 | 7 | 15 |  | CTAComponent | 5457967 | 3 | Release | Each | 1.0 | Desktop |  |  | CCX
5549 | 7 | 13 |  | CTAComponent | 5456423 | 1 | Release | Each | 1.0 | Desk top bracket |  |  | CCX
5550 | 7 | 18 |  | CTAComponent | 5440505 | 1 | Release | Each | 1.0 | Panel foot cover |  |  | CCX
5551 | 7 | 17 |  | CTAComponent | 5448635 | 1 | Release | Each | 1.0 | Panel cable cover |  |  | CCX
5552 | 7 | 24 |  | CTAAssembly | 5496539 | 1 | Release | Each | 1.0 | Console caster |  |  | CCX
5553 | 8 | 2 |  | CTAComponent | 5496542 | 1 | Release | Each | 1.0 | Console caster bolt |  |  | CCX
5554 | 8 | 1 |  | CTAComponent | 5496541 | 1 | Release | Each | 1.0 | Console caster base |  |  | CCX
5555 | 8 | 4 |  | CTAComponent | 2000-M5-02 | 3 | Release | Each | 1.0 | Flat Washer, ISO7089, M5, Steel 140HV, Zinc Plated, RoHS Fastener | 11060-M5NWSFSTZ6/125A A0996-BN715 M5 CR6 Free 24140-M5/-/PWSTWA/TC1 20589-10948-03440 | ANIXTER BOSSARD TR FORMAC DIV OF TR FASTENINGS FASTENAL COMPANY | STM
5556 | 8 | 3 |  | CTAComponent | 1000-M5C010-04 | 5 | Release | Each | 1.0 | Hexagon Socket Head Cap Screw, M5-0.8, X10mm Long, Grade 8.8 Steel, Zinc Plated, RoHS Fastener | 11060-M5C10KCSC9Z6/912 20589-11103207 10487-1000-M5C010-04 24140-M5/10/HHSTBL/TC1D A0996-BN 4 M5 x 10mm CR6+FREE | ANIXTER FASTENAL COMPANY OHTA TR FORMAC DIV OF TR FASTENINGS BOSSARD | STM
5557 | 7 | 20 |  | CTAComponent | 5436664 | 1 | Release | Each | 1.0 | Base Close Cover |  |  | HLE
5558 | 7 | 19 |  | CTAAssembly | 5498326 | 1 | Release | Each | 1.0 | Desk front cover |  |  | CCX
5559 | 8 | 1 |  | CTAComponent | 5439739 | 1 | Release | Each | 1.0 | Desk front cover base |  |  | CCX
5560 | 8 | 2 |  | CTAComponent | 5496590 | 1 | Release | Each | 19.0 | Cable holder |  |  | CCX
5561 | 6 | 25 |  | CTAComponent | 5496535 | 1 | Release | Each | 1.0 | PS800R MIC install base |  |  | CCX
5562 | 6 | 13 |  | CTAComponent | 5448392 | 1 | Release | Each | 1.0 | Mic Grounding Plate |  |  | CCX
5563 | 6 | 10 |  | CTAAssembly | 5499828 | 1 | Release | Each | 1.0 | Desk rear cover |  |  | CCX
5564 | 7 | 1 |  | CTAComponent | 5442978 | 1 | Release | Each | 2.0 | Back plate |  |  | CCX
5565 | 7 | 2 |  | CTAComponent | 5458710 | 1 | Release | Each | 1.0 | Desk rear cover plate |  |  | CCX
5566 | 6 | 23 |  | CTAComponent | 5491256 | 2 | Release | Each | 1.0 | Phoenix contact 2963860 |  |  | CCX
5567 | 5 | 6 |  | CTAComponent | 5461759 | 1 | Release | Each | 50.0 | NYLON BINDING TIE CLAMP KSS CV-180 tie wrap 180x3.6mm Max Bundle Dia 46mm |  |  | HLE
5568 | 5 | 3 |  | CTAComponent | 2106-M5-14 | 1 | Release | Each | 4.0 | Spring Lock Washer with Flat Ends JIS B1251, M5, Spring Stainless Steel, Rohs Fastener | 24140-2106-M5-14 | TR FORMAC DIV OF TR FASTENINGS | STM
5569 | 5 | 2 |  | CTAComponent | 2001-M5-02 | 3 | Release | Each | 4.0 | Large Flat Washer, ISO7093, M5, Steel 140HV, Zinc Plated, RoHS Fastener | 20589-10948-03468 11060-M5NWFESTZ6/9021B A0996-BN 729 M5 CR6+FREE 24140-M5/-/PWSTWA/TC1/DIN9021 | FASTENAL COMPANY ANIXTER BOSSARD TR FORMAC DIV OF TR FASTENINGS | STM
5570 | 5 | 7 |  | ECCCollectorPart | 5476923 | 2 | Release | Each | 1.0 | console desk and TDSP cables collector |  |  | HLE
5571 | 6 | 3 |  | CTAComponent | 5448158 | 2 | Release | Each | 1.0 | Console TDSP-IF board RS232 Cable |  |  | CCX
5572 | 6 | 1 |  | CTAComponent | 5448182 | 3 | Release | Each | 1.0 | Console TDSP-IF board communication Cable |  |  | CCX
5573 | 6 | 2 |  | CTAComponent | 5436432 | 4 | Release | Each | 1.0 | Console EM_SW and Cable |  |  | CCX
5574 | 6 | 8 |  | CTAComponent | 5460785 | 3 | Release | Each | 1.0 | Console Collimator light SW cable 1 |  |  | CCX
5575 | 6 | 7 |  | CTAComponent | 5442517 | 3 | Release | Each | 1.0 | Console table movig control cable |  |  | CCX
5576 | 6 | 5 |  | CTAComponent | 5458295 | 1 | Release | Each | 1.0 | Console LR JOYSTICK Cable |  |  | HLE
5577 | 6 | 6 |  | CTAComponent | 5459790 | 1 | Release | Each | 1.0 | Console Xray SW Cable |  |  | HLE
5578 | 6 | 4 |  | CTAComponent | 5439299 | 1 | Release | Each | 1.0 | Console UD JOYSTICK Cable |  |  | HLE
5579 | 6 | 12 |  | CTAComponent | 5445937 | 2 | Release | Each | 1.0 | Console Joystick base ground cable |  |  | HLE
5580 | 6 | 13 |  | CTAComponent | 5448363 | 2 | Release | Each | 1.0 | Console TDSP ground cable |  |  | HLE
5581 | 6 | 11 |  | CTAComponent | 5437145 | 1 | Release | Each | 1.0 | PS800 Refresh console EM button base ground cable |  |  | HLE
5582 | 6 | 10 |  | CTAComponent | 5451993 | 3 | Release | Each | 1.0 | Console Vol adj. base ground cable |  |  | CCX
5583 | 6 | 9 |  | CTAComponent | 5445137 | 2 | Release | Each | 1.0 | Console Video adj. base ground cable |  |  | HLE
5584 | 6 | 15 |  | CTAComponent | 5442713 | 2 | Release | Each | 1.0 | Console Intercom Power cable |  |  | HLE
5585 | 6 | 14 |  | CTAComponent | 5482782 | 2 | Release | Each | 1.0 | Console foot-switch cable |  |  | CCX
5586 | 6 | 18 |  | CTAComponent | 5441903 | 3 | Release | Each | 1.0 | Console desk-E ground cable |  |  | CCX
5587 | 6 | 17 |  | CTAComponent | 5438693 | 3 | Release | Each | 1.0 | Console MIC base ground cable |  |  | CCX
5588 | 6 | 16 |  | CTAComponent | 5437711 | 3 | Release | Each | 1.0 | Console Intercom Power cable |  |  | CCX
5589 | 6 | 21 |  | CTAComponent | 5443329 | 3 | Release | Each | 1.0 | TDSP CN332 MIS Cable |  |  | HLE
5590 | 6 | 22 |  | CTAComponent | 5457533 | 3 | Release | Each | 1.0 | TDSP CN331 MIS Cable |  |  | HLE
5591 | 6 | 20 |  | CTAComponent | 5480546 | 2 | Release | Each | 1.0 | Console Mic enable cable |  |  | HLE
5592 | 6 | 19 |  | CTAComponent | 5451421 | 2 | Release | Each | 1.0 | Console monitor grounding cable |  |  | CCX
5593 | 5 | 4 |  | CTAAssembly | 5441942 | 5 | Release | Each | 1.0 | Panel assembly |  |  | CCX
5594 | 6 | 2 |  | CTAComponent | 1007-M3C008-14 | 2 | Release | Each | 41.0 | Phillips Pan Head Screw, ISO 7045, M3-0.5, X8mm Long, Grade 4.8 Steel, Zinc Plated, RoHS Fastener | 20589-10948-03564 11060-M3C8MXPSTZ6/7985 24140-M3/8/PPSTMC/TC1/ISO7045 A0996-BN 384 M3 x 8mm CR6+FREE 24432-91188 | FASTENAL COMPANY ANIXTER TR FORMAC DIV OF TR FASTENINGS BOSSARD FASTENAL | STM
5595 | 6 | 1 |  | CTAComponent | 1007-M2C006-14 | 1 | Release | Each | 4.0 | Phillips Pan Head Screw, ISO 7045, M2-0.4, X6mm Long, Grade 4.8 Steel, Zinc Plated, RoHS Fastener | 20589-10948-03557 11060-M2C6MXPSTZ6/7985 | FASTENAL COMPANY ANIXTER | STM
5596 | 6 | 4 |  | CTAComponent | 1007-M4C020-14 | 1 | Release | Each | 6.0 | Phillips Pan Head Screw, ISO 7045, M4-0.7, X20mm Long, Grade 4.8 Steel, Zinc Plated, RoHS Fastener | 20589-10948-03573 11060-M4C20MXPSTZ6/7985 | FASTENAL COMPANY ANIXTER | STM
5597 | 6 | 6 |  | CTAComponent | 1010-M4C010-14 | 2 | Release | Each | 4.0 | Phillips Flat Head Screw, ISO 7046, M4-0.7, X10mm Long, Grade 4.8 Steel, Zinc Plated, RoHS Fastener | 20589-10948-03508 11060-M4C10MXFSTZ6/965A 24140-M4/10/KPSTMC/TC1/DIN965 | FASTENAL COMPANY ANIXTER TR FORMAC DIV OF TR FASTENINGS | STM
5598 | 6 | 5 |  | CTAComponent | 1010-M3C008-14 | 1 | Release | Each | 10.0 | Phillips Flat Head Screw, ISO 7046, M3-0.5, X8mm Long, Grade 4.8 Steel, Zinc Plated, RoHS Fastener | 20589-10948-03502 11060-M3C8MXFSTZ6/965A | FASTENAL COMPANY ANIXTER | STM
5599 | 6 | 3 |  | CTAComponent | 1007-M4C010-14 | 2 | Release | Each | 4.0 | Phillips Pan Head Screw, ISO 7045, M4-0.7, X10mm Long, Grade 4.8 Steel, Zinc Plated, RoHS Fastener | 11060-M4C10MXPSTZ6/7985 20589-10948-03570 24140-M4/10/PPSTMC/TC1/ISO7045 | ANIXTER FASTENAL COMPANY TR FORMAC DIV OF TR FASTENINGS | STM
5600 | 6 | 8 |  | CTAComponent | 2000-M4-03 | 3 | Release | Each | 4.0 | FLAT WASHER - NORMAL SERIES, ISO 7089, M4 CLASS 200H STEEL, ZINC PLATED RoHS FASTENER | 24140-M4/-/PWSTWA/TC1/DIN125 10487-2000-M4-03 A0996-BN 343 M4 CR6+FREE 24432-11103691 11060-M4NWSFSTZ6/125ATP | TR FORMAC DIV OF TR FASTENINGS OHTA BOSSARD FASTENAL ANIXTER | STM
5601 | 6 | 9 |  | CTAComponent | 2106-M3-05 | 2 | Release | Each | 41.0 | Spring Lock Washer with Flat Ends JIS B1251, M3, Spring Steel, Zinc Plated, Rohs Fastener | 24140-MEP M3/SPSTWA/TC1D/JIS B1251 | TR FORMAC DIV OF TR FASTENINGS | STM
5602 | 6 | 7 |  | CTAComponent | 2000-M3-03 | 2 | Release | Each | 41.0 | WASHER PLAIN - LARGE 3.2 MM 7 MM , HV200, Steel, Zinc plate RoHS Washer | 10487-2000-M3-03 23983-6083737 24140-200-M3-03 | OHTA BOSSARD CHINA TR FORMAC DIV OF TR FASTENINGS | STM
5603 | 6 | 11 |  | CTAAssembly | 5437160 | 3 | Release | Each | 1.0 | Contrast ADJ. assembly |  |  | CCX
5604 | 6 | 13 |  | CTAComponent | 5440049 | 2 | Release | Each | 13.0 | PS800R SID Lift Button |  |  | CCX
5605 | 6 | 12 |  | CTAAssembly | 5438501 | 2 | Release | Each | 1.0 | Console MIC ADJ. assembly |  |  | CCX
5606 | 6 | 10 |  | CTAAssembly | 5437157 | 3 | Release | Each | 1.0 | Brightenss ADJ. assembly |  |  | CCX
5607 | 6 | 15 |  | CTAComponent | 5441110 | 4 | Release | Each | 1.0 | SID 120 Cover |  |  | CCX
5608 | 6 | 18 |  | CTAComponent | 5445221 | 4 | Release | Each | 2.0 | Potentiometer Cup |  |  | CCX
5609 | 6 | 16 |  | CTAComponent | 5441932 | 1 | Release | Each | 1.0 | Emergency Stop Bracket |  |  | CCX
5610 | 6 | 14 |  | CTAComponent | 5441109 | 5 | Release | Each | 1.0 | Panel cover |  |  | CCX
5611 | 6 | 20 |  | CTAComponent | 5445992 | 2 | Release | Each | 2.0 | resistor |  |  | CCX
5612 | 6 | 17 |  | CTAComponent | 5498232 | 1 | Release | Each | 2.0 | Tilting handle bracket |  |  | CCX
5613 | 6 | 19 |  | CTAComponent | 5445970 | 3 | Release | Each | 1.0 | SID 105 Cover |  |  | CCX
5614 | 6 | 21 |  | CTAComponent | 5449182 | 6 | Release | Each | 1.0 | SPK key cover |  |  | CCX
5615 | 6 | 24 |  | CTAComponent | 5451203 | 4 | Release | Each | 1.0 | SID 150 Cover |  |  | CCX
5616 | 6 | 23 |  | CTAComponent | 5450433 | 2 | Release | Each | 1.0 | X-ray CONTROL Lever |  |  | CCX
5617 | 6 | 25 |  | CTAComponent | 5498231 | 1 | Release | Each | 2.0 | Key bracket |  |  | CCX
5618 | 6 | 22 |  | CTAComponent | 5449183 | 1 | Release | Each | 1.0 | Potentiometer Bracket |  |  | CCX
5619 | 6 | 27 |  | CTAComponent | 5456188 | 1 | Release | Each | 2.0 | Knob Bracket |  |  | CCX
5620 | 6 | 26 |  | CTAComponent | 5454583 | 1 | Release | Each | 2.0 | Tilting Handle |  |  | CCX
5621 | 6 | 32 |  | CTAComponent | 5461565 | 2 | Release | Each | 2.0 | ROTARY SWITCH |  |  | CCX
5622 | 6 | 30 |  | CTAComponent | 5460817 | 2 | Release | Each | 1.0 | Panel cover film |  |  | HLE
5623 | 6 | 31 |  | CTAComponent | 5460818 | 1 | Release | Each | 2.0 | Tilting Handle base |  |  | CCX
5624 | 6 | 29 |  | CTAComponent | 5459997 | 1 | Release | Each | 2.0 | Cable bundler |  |  | CCX
5625 | 6 | 28 |  | CTAComponent | 5498230 | 1 | Release | Each | 1.0 | Handle bracket |  |  | CCX
5626 | 6 | 34 |  | CTAAssembly | 5473933 | 5 | Release | Each | 1.0 | TDSP Board Assembly |  |  | CCX
5627 | 7 | 1 |  | CTASoftware | 5474005 | 1 | Release | Each | 1.0 | Precision THUNIS-800+ TDSP Firmware |  |  | HLE
5628 | 7 | 2 |  | CTACircuitBoard | 5446243 | 4 | Release | Each | 1.0 | Precision THUNIS-800+ TDSP Board PWA |  |  | CCX
5629 | 8 |  | J1,J3 | CTAOOC | 2213607 | 7 | Standard | Each | 2.0 | CONNEC SUBD 9C PWB STR PLUG+440LK | 10099-09 65 161 5713 00214-D09P24A6GV00LF | HARTING FCI | STE
5630 | 8 |  | FL10,FL11 | CTAComponent | 5482604 | 1 | Release | Each | 2.0 | CHIP EMIFIL Capacitor Type |  |  | HLE
5631 | 8 |  | 1LD-3LD | CTAOOC | 2410071 | 1 | Not Recommended | Each | 3.0 | LED 7 SEGMENT DISPLAY COMMON ANODE GREEN. WARNING: Unknown Whisker Risk | 00941 HDSP-A901 11520 LTS-3861G-H1 | AVAGO TECHNOLOGIES LITE-ON | STE
5632 | 8 |  | U33 | CTAOOC | 5135116-3 | 1 | Standard | Each | 1.0 | PROGRAMMABLE CPLD, 2210 LOGIC ELEMENTS, MAX_II, 1.5-3.3V I_O VOLTAGE, 2.5-3.3V SUPPLY, 204 IO PINS, FBGA 256 | 10208-EPM2210F256C5N | ALTERA | STE
5633 | 8 |  | 1FSCN,335CN-338CN,EM_STOP_CN | CTAOOC | 5122576 | 2 | Not Recommended | Each | 6.0 | CONNECTOR 2.54MM AMPMODU, 1X4POS HEADER, STRAIGHT, SHROUDED , 0.8um GOLD, PWB2.4. WARNING: Unknown Whisker Risk | 18996-280371-3 | TE CONNECTIVITY | STE
5634 | 8 |  | C124 | CTAOOC | 2385569-5 | 3 | Standard | Each | 1.0 | CAPACITOR CERAMIC, X5R, 10UF, 10Percent, 25V, SMD 1210 | 03041-C3225X5R1E106K 08390-C1210C106K3PAC 19214-CM32X5R106K25A 19214-12103D106KAT 03041-C3225X5R1E106K250AA | TDK KEMET AVX/KYOCERA AVX/KYOCERA TDK | STE
5635 | 8 | 1 |  | CTACircuitBoard | 5436150 | 1 | Release | Each | 1.0 | PWB for Precision THUNIS-800+ TDSP Board |  |  | HLE
5636 | 8 |  | R55-R61,R68-R72,R190-R192,R222-R230 | CTAOOC | 2285457-25 | 1 | Standard | Each | 24.0 | RESISTOR 1k OHMS 5 % 500m WATTS | 02254-MCR50JZHJ102 00006-WCR2010LF102J 18981-CRCW20101K00JNE 11962-RC2010JK-071KL 06725-RK73B2HTTE102J | ROHM IRC VISHAY YAGEO KOA | STE
5637 | 8 |  | C8,C13 | CTAOOC | 46-302742P8 | 3 | Standard | Each | 2.0 | CAPACITOR FIXED 1u FARADS 35 VOLTS .138L .110W .075H 3528 SURFACE MOUNT DEVICE | 18981-293D105X9035B2TE3 08390-T491B105K035AT | VISHAY KEMET | STE
5638 | 8 |  | CR3-CR9 | CTAOOC | 5391885 | 1 | Restricted | Each | 7.0 | PROTECTION TRANSIENT SUPPRESSOR, 300W, 24V, SOT23-6 | 21202-SMS24C.TCT | SEMTECH | STE
5639 | 8 |  | DS5-DS7,DS11 | CTAOOC | 5453565 | 1 | Restricted | Each | 4.0 | LED YELLOW, STRAIGHT, 2 PER PKG, 8.89 MM X 8.89 MM | 22942-HLMP-2755 | AVAGO | STE
5640 | 8 |  | U3,U5,U8,U9,U13,U14 | CTAOOC | 2364058-4 | 1 | Standard | Each | 6.0 | I.C PHOTOCOUP X4 SOL16 4.4MM | 18981-TCMT4100 22942-ACPL-247-560E | VISHAY AVAGO | STE
5641 | 8 |  | 331CN-333CN | CTAOOC | 46-221703P17 | 4 | Restricted | Each | 3.0 | CONNECTOR, 2.54MM, 2X25POS, STRAIGHT, LONG LATCHES, 4-WALL AMP PART IS RESTRICTED DUE TO THE FACT THAT IT REQUIRES A .250 LONG SCREW TO RETAIN IT. | 00266-N3433-6303RB | 3M (MINNESOTA MINING MFG) | STE
5642 | 8 |  | S3-S5, S7-S14 | CTAComponent | 5446770 | 1 | Release | Each | 11.0 | short-travel keyswitch |  |  | HLE
5643 | 8 |  | R54,R62-R67,R73-R93,R98,R170,R175,R180,R181,R200,R204-R206,R218,R220,R221,R231-R244 | CTAOOC | 5312051-10 | 1 | Restricted | Each | 54.0 | RESISTOR 1K, 0.1PERCENT, 0.25W, 25PPM, 1206 | 18981-TNPW12061K00BEEA 06725-RN73H2BTTD1001B25 11962-RT1206BRD071KL 05498-BLU1206-1001-BT25W | VISHAY KOA YAGEO RCD COMPONENTS INC. | STE
5644 | 8 |  | R99,R106-R109,R117,R118,R125,R126,R139,R140,R142-R147,R151-R159,R211 | CTAOOC | 5245267-2 | 2 | Restricted | Each | 27.0 | RESISTOR 33 OHM, NON-MAGNETIC, 2 PERCENT, 100MW, FILM, 100PPM, 0603 | 23828-CHR0603 33 OHM +-2% | SRT RESISTOR TECHNOLOGY GMBH | STE
5645 | 8 |  | R193 | CTAOOC | 5160167 | 2 | Standard | Each | 1.0 | RESISTOR, 0R, THICK FILM, 2512, 2A, 0.05 OHM | 18981-CRCW25120000Z0E 11962-RC2512JK-070RL 06725-RK73Z3AT 02254-MCR100JZHJ000 | VISHAY YAGEO KOA ROHM | STE
5646 | 8 |  | J2 | CTAOOC | 2106009-6 | 1 | Restricted | Each | 1.0 | CONNEC LOW-PROF TRANSI 10C HEAD STR | 01940 821-A010P-AM-A00 00214-75869-101LF 00266-N2510-6002RB 10099-09 18 510 6324 18996-5103308-1 | AMPHENOL FCI 3M (MINNESOTA MINING MFG) HARTING TE CONNECTIVITY | STE
5647 | 8 |  | U2,U6,U17-U22 | CTAOOC | 2111738-3 | 1 | Restricted | Each | 8.0 | DARLINGTON ARRAY,8 CHANNEL,OPEN COLLECTOR,50V,500MA,SOL18 | 00495-ULN2803ADW | TEXAS INSTRUMENTS | STE
5648 | 8 |  | R210 | CTAOOC | 46-312792P18 | 2 | Standard | Each | 1.0 | RESISTOR 10 OHMS 1 PERCENT .125 WATTS SURFACE MOUNTING 100PPM/DEG C 100V L .079 W .050 T .018 | 18981-CRCW080510R0FKE 11962-RC0805FR-0710RL 05498-MC080510R0FTW 00006-WCR0805LF10R0F | VISHAY YAGEO RCD COMPONENTS INC. IRC | STE
5649 | 8 |  | R100 | CTAOOC | 46-312792P11 | 4 | Standard | Each | 1.0 | RESISTOR 2k OHMS 1 % .125 WATTS 100V 100PPM/C | 18981-CRCW08052K00FKE 11623-NRC10F2001TRF 00006-WCR0805LF2001F 06725-RK73H2ATTD2001F 05498-MC08052001FTW | VISHAY NIC COMPONENTS CORPORATION IRC KOA RCD COMPONENTS INC. | STE
5650 | 8 |  | R9-R24,R29-R36,R38-R46,R97,R101-R105,R110,R111,R113-R116,R119-R124,R127-R138,R141,R171-R174,R176-R179,R182-R185,R212 | CTAOOC | 46-312792P13 | 4 | Standard | Each | 77.0 | RESISTOR 1k OHMS 1 PERCENT .125 WATTS 0805 CASE SIZE | 11623-NRC10F1001TRF 05498-MC08051001FTW 18981-CRCW08051K00FKE 06725-RK73H2ATTD1001F 00006-WCR0805LF1001F | NIC COMPONENTS CORPORATION RCD COMPONENTS INC. VISHAY KOA IRC | STE
5651 | 8 |  | R1-R8,R25-R28,R160-R169,R194-R199,R201-R203,R219 | CTAOOC | 46-312792P16 | 4 | Standard | Each | 32.0 | RESISTOR 332 OHMS 1 % .125 WATTS 100V 0805 CASE SIZE THICK FILM +-100 PPM/C | 06725-RK73H2ATTD3320F 05498-MC08053320FTW 18981-CRCW0805332RFKE 00006-WCR0805LF3320F | KOA RCD COMPONENTS INC. VISHAY IRC | STE
5652 | 8 |  | R94-R96,R112,R186-R189 | CTAOOC | 46-312792P7 | 4 | Standard | Each | 8.0 | RESISTOR 10k OHMS 1 PERCENT .125 WATTS SURFACE MOUNTING 0805 PACKAGE 100 PPM/DEGREE C 100V L .079 W .050 T .018 | 11623-NRC10F1002TRF 05498-MC08051002FTW 18981-CRCW080510K0FKE 00006-WCR0805LF1002F 06725-RK73H2ATTD1002F | NIC COMPONENTS CORPORATION RCD COMPONENTS INC. VISHAY IRC KOA | STE
5653 | 8 |  | D3 | CTAOOC | 46-311083P2 | 3 | Standard | Each | 1.0 | BAV70 SWITCHING DIODE DUAL SER SW VR-70V VF-1.25V 200 MA SOT23 | 18846-BAV70LT1G 18889-BAV 70 E6327 18889-BAV70E6327HTSA1 | ON SEMICONDUCTOR INFINEON TECHNOLOGIES AG INFINEON TECHNOLOGIES AG | STE
5654 | 8 |  | C6,C9-C12,C14-C19,C21,C23-C30,C71-C73,C78-C88,C91-C121 | CTAOOC | 2187107-6 | 3 | Not Recommended | Each | 65.0 | CAPACITOR FIXED .1u FARADS 50 VOLTS | 08390 C0805C104K5RAC 07945-CL21B104KBCNNNC | KEMET SAMSUNG | STE
5655 | 8 |  | C33 | CTAOOC | 2187107-10 | 2 | Standard | Each | 1.0 | CAPACITOR CERAMIC X7R, 1UF 10Percent, 16V, SMD 0805 | 02862-GRM21BR71C105KA01 19214-0805YC105KAT | MURATA AVX/KYOCERA | STE
5656 | 8 |  | C1-C3 | CTAOOC | 2187107-11 | 1 | Standard | Each | 3.0 | CAPACITOR FIXED .027u FARADS 50 VOLT 10% TOLERANCE; 0805 CASE SIZE; X7R | 19214 08055C273KAT 08390 C0805C273K5RAC 18981-VJ0805Y273KXA 11623-NMC0805X7R273K50TRPF 02862-GRM219R71H273KA01 | AVX/KYOCERA KEMET VISHAY NIC COMPONENTS CORPORATION MURATA | STE
5657 | 8 |  | U7 | CTAOOC | 2154023 | 2 | Standard | Each | 1.0 | INT DRIVER LIGN 26C31 SO16 .15 SMD | 00036-DS26C31TM NOPB 00495-AM26C31IDE4 00495-DS26C31TM NOPB | NATIONAL SEMICONDUCTOR TEXAS INSTRUMENTS TEXAS INSTRUMENTS | STE
5658 | 8 |  | C4,C62-C70,C74-C77 | CTAOOC | 2187107-3 | 1 | Standard | Each | 14.0 | CAPACITOR FIXED .01u FARADS 50 VOLTS | 08390 C0805C103K5RAC 19214-08055C103KAT | KEMET AVX/KYOCERA | STE
5659 | 8 |  | J4 | CTAOOC | 2115384-2 | 2 | Standard | Each | 1.0 | FASTON TAB, 6.3X0.8MM, STRAIGHT, 5.08MM PITCH, PWB3.2, TINNED | 04947-1287 18996-1217056-1 | KEYSTONE ELECTRONICS CORP TE CONNECTIVITY | STE
5660 | 8 |  | 334CN | CTAOOC | 2227700-6 | 4 | Standard | Each | 1.0 | CONNECT TRANSIT+LATCH 40C HEADER STR | 00214-71918-140LF 00266-N3432-6302RB 18996-5499206-9 10099-09 18 540 5904 | FCI 3M (MINNESOTA MINING MFG) TE CONNECTIVITY HARTING | STE
5661 | 8 |  | TP4-TP9 | CTAOOC | 2233921 | 2 | Standard | Each | 6.0 | TEST POINT, SMD 1005 | 04947 5015 ZZC70-TP-108-02-1-T | KEYSTONE ELECTRONICS CORP COMPONENTS CORPORATION | STE
5662 | 8 |  | C7,C20,C22,C32,C34-C40,C42,C44,C46,C48-C61,C125-C128 | CTAOOC | 2235239-6 | 2 | Standard | Each | 32.0 | CAPACITOR X7R 100NF 10% 16V 0603 | 08390 C0603C104K4RAC 18981-VJ0603Y104KXJ 11962-CC0603KRX7R7BB104 19214-0603YC104KAT | KEMET VISHAY YAGEO AVX/KYOCERA | STE
5663 | 8 |  | R207-R209,R213-R217 | CTAOOC | 2236238 | 2 | Standard | Each | 8.0 | RESISTOR, 0 OHM, THICK FILM, 0603, 1A, 0.05 OHM MAX | 02254-MCR03EZPJ000 18981-CRCW06030000Z0E 00078-CR0603J/000ELF 05498-ZC0603TW 06725-RK73Z1JT 11962-RC0603JR-070RL | ROHM VISHAY BOURNS RCD COMPONENTS INC. KOA YAGEO | STE
5664 | 8 |  | D1,D2,D4-D15 | CTAOOC | 2212279 | 2 | Standard | Each | 14.0 | DIODE, RECTIFIER, 200V 2A, SMB PACKAGE | 00124-STTH2R02U 18981-ES2D-E3/52T | ST MICROELECTRONICS VISHAY | STE
5665 | 8 |  | C89,C90 | CTAOOC | 2212396-6 | 1 | Restricted | Each | 2.0 | CAPACITOR FIXED 100u FARADS 50 VOLTS ALUMINUM ELECTROLYTIC SMT 10X10MM | 06533-UWS1H101MCL1GS | NICHICON CORPORATION | STE
5666 | 8 |  | U1,U15,U16 | CTAOOC | 2211252-15 | 2 | Standard | Each | 3.0 | LOGIC 74AHC-VHC373 TSSOP20 | 18846-MC74VHC373DTR2G 00495-SN74AHC373PWG4 | ON SEMICONDUCTOR TEXAS INSTRUMENTS | STE
5667 | 8 |  | U26 | CTAOOC | 2211252-5 | 4 | Standard | Each | 1.0 | LOGIC 74AHC-VHC14 TSSOP14 | 00495-SN74AHC14PWG4 18846-MC74VHC14DTG 00495-SN74AHC14PWE4 00495 SN74AHC14PW | TEXAS INSTRUMENTS ON SEMICONDUCTOR TEXAS INSTRUMENTS TEXAS INSTRUMENTS | STE
5668 | 8 |  | DS1-DS4,DS8-DS10,DS12-DS16 | CTAOOC | 2279219-2 | 1 | Standard | Each | 12.0 | LED GREEN LTST-C190G 0603 SMD | 18802 AP1608SGC 00941 HSMG-C190 11520 LTST-C190GKT 09050 PG1111C | KINGBRIGHT AVAGO TECHNOLOGIES LITE-ON STANLEY ELECTRIC CO LTD | STE
5669 | 8 |  | Y1 | CTAOOC | 2304499-20 | 4 | Standard | Each | 1.0 | CRYSTAL OSCILLATOR 12.288 MHZ, 3.3VOLTS, TTL_CMOS, 50PPM FREQ TOLERANCE, 5X7.5 BODY SIZE | 19133-EC2645TTS-12.288M 19214-KC7050C-12.2880-C30E00 05968-S1803B-12.2880 20038-124-12.288-1 05968-S1613B-12.2880 11718-CO4305S-12.288-T | ECLIPTEK AVX/KYOCERA PERICOM, FORMERLY SARONIX FOX ELECTRONICS PERICOM, FORMERLY SARONIX RALTRON (FORMERLY SHOWA) | STE
5670 | 8 |  | FL1-FL9,FL12-FL14 | CTAOOC | 2306384-4 | 1 | Restricted | Each | 12.0 | FERRITE BEAD 1000 OHM at 100 MHZ 400 MA RATING, 0603 PACKAGE | 02862 BLM18AG102SN1 | MURATA | STE
5671 | 8 |  | S1 | CTAOOC | 2253364-2 | 3 | Not Recommended | Each | 1.0 | SURFACE MOUNT DIP SWITCH, 4 POSITION GULL WING WITH POLYIMIDE TAPE SEAL MACHINE-INSERTABLE. WARNING: Unknown Whisker Risk | 05229-90HBW04PRT 00031-219004MST | GRAYHILL CTS CORP | STE
5672 | 8 |  | U4,U10-U12 | CTAOOC | 2274393-3 | 3 | Standard | Each | 4.0 | IC, RECEIVER RS422, QUAD, 3.3V, 1 ENABLE, AM26LV32, SO16, 85C | 00495-AM26LV32IDE4 00036-DS26LV32ATM NOPB 00495-DS26LV32ATM NOPB | TEXAS INSTRUMENTS NATIONAL SEMICONDUCTOR TEXAS INSTRUMENTS | STE
5673 | 8 |  | U25 | CTAOOC | 2274500-2 | 1 | Standard | Each | 1.0 | LOGIC INTERFACE RS-232 DRIVER-RECEIVER TSSOP 3 TO 5 V SUPPLY WITH ESD PROTECTION | 00495-MAX3232CPWE4 00124-ST3232ECTR 01649-ADM3202ARUZ | TEXAS INSTRUMENTS ST MICROELECTRONICS ANALOG DEVICES | STE
5674 | 8 |  | U23,U24 | CTAOOC | 2246237-2 | 3 | Standard | Each | 2.0 | DRIVER-RECEIVER UART WITH 16 BYTE FIFO 3.3-5V SUPPLY, 48-TQFP NOTE ONLY TI PART HAS AUTOFLOW CNTRL | 00495-TL16C550CPTG4 ZZE10-ST16C550CQ48-F | TEXAS INSTRUMENTS EXAR | STE
5675 | 8 |  | C5,C31,C41,C43,C45,C47 | CTAOOC | 2240282-15 | 2 | Standard | Each | 6.0 | CAPACITOR CERAMIC, X7R, 10UF, 10Percent, 16V, SMD 1206 | 03041-C3216X7R1C106K 08390-C1206C106K4RAC 11962-CC1206KKX7R7BB106 03041-C3216X7R1C106K160AC | TDK KEMET YAGEO TDK | STE
5676 | 8 |  | VR1 | CTAOOC | 2334692 | 1 | Restricted | Each | 1.0 | REGULATOR 3.3V OUTPUT LOW DROPOUT ANYCAP, 1.5A OUTPUT, SOT-223 | 01649-ADP3339AKCZ-3.3 | ANALOG DEVICES, INC. | STE
5677 | 6 | 33 |  | CTAAssembly | 5462310 | 2 | Release | Each | 1.0 | Console SPK ADJ. assembly |  |  | CCX
5678 | 6 | 35 |  | CTAComponent | 5482603 | 3 | Release | Each | 1.0 | Voice enable button |  |  | CCX
5679 | 6 | 37 |  | CTAComponent | C2106-M4-02 | 3 | Release | Each | 4.0 | Spring Lock Washer, M4, Zinc plated, Rohs Fastener | 24140-C2106-M4-02 | TR FORMAC DIV OF TR FASTENINGS | HLE
5680 | 6 | 38 |  | CTAComponent | 5498234 | 1 | Release | Each | 1.0 | Button washer |  |  | CCX
5681 | 6 | 36 |  | CTAComponent | 5491249 | 1 | Release | Each | 1.0 | Left knob bracket |  |  | CCX
5682 | 5 | 10 |  | ECCCollectorPart | 5479476 | 3 | Release | Each | 1.0 | Desk label collector |  |  | CCX
5683 | 5 | 9 |  | CTAComponent | 5491248 | 1 | Release | Each | 2.0 | Right washer |  |  | CCX
5684 | 5 | 8 |  | CTAComponent | 5491247 | 1 | Release | Each | 2.0 | Left washer |  |  | CCX
5685 | 5 | 11 |  | CTAComponent | 5120929 | 2 | Release | Each | 1.0 | Storm Console keyboard bracket |  |  | CCX
5686 | 5 | 12 |  | CTAComponent | 5161171 | 2 | Release | Each | 2.0 | Cable screw | 20284-5161171 | BOSSARD LTD. FASTENERS | HLE
5687 | 4 | 5 |  | CTAComponent | 5461759 | 1 | Release | Each | 40.0 | NYLON BINDING TIE CLAMP KSS CV-180 tie wrap 180x3.6mm Max Bundle Dia 46mm |  |  | HLE
5688 | 4 | 3 |  | ECCCollectorPart | 5452094 | 3 | Release | Each | 1.0 | Console cable collector |  |  | HLE
5689 | 5 | 11 |  | CTAComponent | 5451796 | 3 | Release | Each | 1.0 | Cabinet Interface Board Power Cable |  |  | CCX
5690 | 5 | 10 |  | CTAComponent | 5437756 | 1 | Release | Each | 1.0 | Cabinet door ground cable |  |  | HLE
5691 | 5 | 7 |  | CTAComponent | 5454302 | 2 | Release | Each | 1.0 | Console DSA LVDS Convert Cable |  |  | HLE
5692 | 5 | 6 |  | CTAComponent | 5455121 | 1 | Release | Each | 1.0 | Console DSA SYNC SIGNAL CABLE |  |  | HLE
5693 | 5 | 13 |  | CTAComponent | 5456161 | 2 | Release | Each | 1.0 | Cabinet PCU Real-time Control Cable |  |  | HLE
5694 | 5 | 12 |  | CTAComponent | 5456928 | 1 | Release | Each | 1.0 | Cabinet PCU ground cable |  |  | HLE
5695 | 5 | 5 |  | CTAComponent | 5455126 | 1 | Release | Each | 1.0 | Console DSA 1750 Card RT Control Cable |  |  | HLE
5696 | 5 | 1 |  | CTAComponent | 5453651 | 2 | Release | Each | 1.0 | Console Image Monitor Power Cable |  |  | CCX
5697 | 5 | 2 |  | CTAComponent | 5461517 | 1 | Release | Each | 1.0 | Console Workstation Power Cable |  |  | HLE
5698 | 5 | 4 |  | CTAComponent | 5446734 | 2 | Release | Each | 1.0 | Console Camera Link Cable |  |  | HLE
5699 | 5 | 3 |  | CTAComponent | 5455343 | 3 | Release | Each | 1.0 | Console Workstation-Gen Console COM Cable |  |  | CCX
5700 | 5 | 9 |  | CTAComponent | 5439492 | 3 | Release | Each | 1.0 | Console IF board-Gen console COM Cable |  |  | CCX
5701 | 5 | 8 |  | CTAComponent | 5443331 | 1 | Release | Each | 1.0 | Console PCU Communication Cable |  |  | HLE
5702 | 4 | 2 |  | ECCCollectorPart | 5444848 | 5 | Release | Each | 1.0 | Console cabinet assembly |  |  | CCX
5703 | 5 | 9 |  | CTAComponent | 2000-M4-03 | 3 | Release | Each | 1.0 | FLAT WASHER - NORMAL SERIES, ISO 7089, M4 CLASS 200H STEEL, ZINC PLATED RoHS FASTENER | 24140-M4/-/PWSTWA/TC1/DIN125 10487-2000-M4-03 A0996-BN 343 M4 CR6+FREE 24432-11103691 11060-M4NWSFSTZ6/125ATP | TR FORMAC DIV OF TR FASTENINGS OHTA BOSSARD FASTENAL ANIXTER | STM
5704 | 5 | 5 |  | CTAAssembly | 5445960 | 6 | Release | Each | 1.0 | Digital image subsystem |  |  | CCX
5705 | 6 | 4 |  | CTAComponent | 5460013 | 1 | Release | Each | 1.0 | Console Digital box Image Converter Board Power Cable |  |  | HLE
5706 | 6 | 6 |  | ECCCollectorPart | 5448915 | 3 | Release | Each | 1.0 | Software CD for Precision THUNIS-800+ RF system |  |  | CCX
5707 | 7 | 1 |  | CTAComponent | 5474003 | 3 | Release | Each | 1.0 | APR TST |  |  | CCX
5708 | 6 | 2 |  | CTAComponent | 5121183-ROHS | 2 | Release | Each | 1.0 | Digital image converting board |  |  | CCX
5709 | 6 | 5 |  | CTAComponent | 5440284 | 1 | Release | Each | 1.0 | Console Digital box Image Converter BNC Signal Cable |  |  | HLE
5710 | 6 | 1 |  | CTAAssembly | 5460503 | 4 | Release | Each | 1.0 | Digital box |  |  | CCX
5711 | 7 | 4 |  | CTAComponent | 5121177-ROHS | 2 | Release | Each | 1.0 | Image frame grabber |  |  | CCX
5712 | 7 | 1 |  | CTAComponent | 5440791 | 2 | Release | Each | 1.0 | USB mouse |  |  | CCX
5713 | 7 | 2 |  | CTAComponent | 5443246 | 3 | Release | Each | 1.0 | USB keyboard |  |  | CCX
5714 | 7 | 5 |  | CTAAssembly | 5458231 | 2 | Release | Each | 1.0 | Workstation x86 PC |  |  | CCX
5715 | 7 | 3 |  | CTAComponent | 5121174-ROHS | 2 | Release | Each | 1.0 | 1750 PCI Digital IO Card |  |  | CCX
5716 | 5 | 2 |  | CTAAssembly | 5438415 | 5 | Release | Each | 1.0 | Console cabinet |  |  | CCX
5717 | 6 | 2 |  | CTAComponent | 1007-M4C016-14 | 1 | Release | Each | 2.0 | Phillips Pan Head Screw, ISO 7045, M4-0.7, X16mm Long, Grade 4.8 Steel, Zinc Plated, RoHS Fastener | 20589-10948-03572 11060-M4C16MXPSTZ6/7985 | FASTENAL COMPANY ANIXTER | STM
5718 | 6 | 3 |  | CTAComponent | 2000-M4-03 | 3 | Release | Each | 7.0 | FLAT WASHER - NORMAL SERIES, ISO 7089, M4 CLASS 200H STEEL, ZINC PLATED RoHS FASTENER | 24140-M4/-/PWSTWA/TC1/DIN125 10487-2000-M4-03 A0996-BN 343 M4 CR6+FREE 24432-11103691 11060-M4NWSFSTZ6/125ATP | TR FORMAC DIV OF TR FASTENINGS OHTA BOSSARD FASTENAL ANIXTER | STM
5719 | 6 | 1 |  | CTAComponent | 1007-M4C010-14 | 2 | Release | Each | 5.0 | Phillips Pan Head Screw, ISO 7045, M4-0.7, X10mm Long, Grade 4.8 Steel, Zinc Plated, RoHS Fastener | 11060-M4C10MXPSTZ6/7985 20589-10948-03570 24140-M4/10/PPSTMC/TC1/ISO7045 | ANIXTER FASTENAL COMPANY TR FORMAC DIV OF TR FASTENINGS | STM
5720 | 6 | 8 |  | CTAComponent | 5445416-4 | 1 | Release | Each | 1.0 | AVID PRODUCTS STEEL P-CLAMP or R-clamp DIA9.5, WIDE12.7,19243-SCP-6-325-265 |  |  | HLE
5721 | 6 | 7 |  | CTAComponent | 5445416-2 | 1 | Release | Each | 2.0 | AVID PRODUCTS STEEL P-CLAMP or R-clamp DIA6.4, WIDE9.7, 19243-SCP-4-323-203 |  |  | HLE
5722 | 6 | 5 |  | CTAComponent | 5438742 | 2 | Release | Each | 2.0 | Fuse Holder |  |  | CCX
5723 | 6 | 6 |  | CTAComponent | 5440286 | 2 | Release | Each | 1.0 | terminal board |  |  | CCX
5724 | 6 | 4 |  | CTAComponent | 5168929 | 1 | Release | Each | 3.0 | copper socket |  |  | HLE
5725 | 6 | 10 |  | CTAComponent | C2106-M4-02 | 3 | Release | Each | 7.0 | Spring Lock Washer, M4, Zinc plated, Rohs Fastener | 24140-C2106-M4-02 | TR FORMAC DIV OF TR FASTENINGS | HLE
5726 | 6 | 9 |  | CTAAssembly | 5459476 | 3 | Release | Each | 1.0 | Cabinet box |  |  | CCX
5727 | 7 | 2 |  | CTAComponent | 1007-M2C006-14 | 1 | Release | Each | 4.0 | Phillips Pan Head Screw, ISO 7045, M2-0.4, X6mm Long, Grade 4.8 Steel, Zinc Plated, RoHS Fastener | 20589-10948-03557 11060-M2C6MXPSTZ6/7985 | FASTENAL COMPANY ANIXTER | STM
5728 | 7 | 3 |  | CTAComponent | 1007-M4C010-14 | 2 | Release | Each | 70.0 | Phillips Pan Head Screw, ISO 7045, M4-0.7, X10mm Long, Grade 4.8 Steel, Zinc Plated, RoHS Fastener | 11060-M4C10MXPSTZ6/7985 20589-10948-03570 24140-M4/10/PPSTMC/TC1/ISO7045 | ANIXTER FASTENAL COMPANY TR FORMAC DIV OF TR FASTENINGS | STM
5729 | 7 | 4 |  | CTAComponent | 1007-M6C012-14 | 1 | Release | Each | 1.0 | Phillips Pan Head Screw, ISO 7045, M6-1, X12mm Long, Grade 4.8 Steel, Zinc Plated, RoHS Fastener | 20589-10948-03583 11060-M6C12MXPSTZ6/7985 | FASTENAL COMPANY ANIXTER | STM
5730 | 7 | 1 |  | CTAComponent | 1000-M6C020-04 | 4 | Release | Each | 4.0 | Hexagon Socket Head Cap Screw, M6-1, X20mm Long, Grade 8.8 Steel, Zinc Plated, RoHS Fastener | 11060-M6C20KCSC9Z6/912 10487-1000-M6C020-04 24140-M6/20/SOHTCS/TC1D/DIN912 20589-10948-03240 A0996-BN 4 M6 x 20mm CR6+FREE | ANIXTER OHTA TR FORMAC DIV OF TR FASTENINGS FASTENAL COMPANY BOSSARD | STM
5731 | 7 | 6 |  | CTAComponent | 1010-M4C010-14 | 2 | Release | Each | 6.0 | Phillips Flat Head Screw, ISO 7046, M4-0.7, X10mm Long, Grade 4.8 Steel, Zinc Plated, RoHS Fastener | 20589-10948-03508 11060-M4C10MXFSTZ6/965A 24140-M4/10/KPSTMC/TC1/DIN965 | FASTENAL COMPANY ANIXTER TR FORMAC DIV OF TR FASTENINGS | STM
5732 | 7 | 8 |  | CTAComponent | 2000-M6-03 | 3 | Release | Each | 21.0 | Flat Washer, ISO7089, M6, Steel 200HV, Zinc Plated, RoHS Fastener | 20589-10948-03457 10487-2000-M6-03 11060-M6NWSFSTZ6/125ATP 24140-M6/-/PWSTWA/TC1/DIN125 | FASTENAL COMPANY OHTA ANIXTER TR FORMAC DIV OF TR FASTENINGS | STM
5733 | 7 | 7 |  | CTAComponent | 2000-M4-03 | 3 | Release | Each | 54.0 | FLAT WASHER - NORMAL SERIES, ISO 7089, M4 CLASS 200H STEEL, ZINC PLATED RoHS FASTENER | 24140-M4/-/PWSTWA/TC1/DIN125 10487-2000-M4-03 A0996-BN 343 M4 CR6+FREE 24432-11103691 11060-M4NWSFSTZ6/125ATP | TR FORMAC DIV OF TR FASTENINGS OHTA BOSSARD FASTENAL ANIXTER | STM
5734 | 7 | 5 |  | CTAComponent | 1010-M3C008-14 | 1 | Release | Each | 2.0 | Phillips Flat Head Screw, ISO 7046, M3-0.5, X8mm Long, Grade 4.8 Steel, Zinc Plated, RoHS Fastener | 20589-10948-03502 11060-M3C8MXFSTZ6/965A | FASTENAL COMPANY ANIXTER | STM
5735 | 7 | 9 |  | CTAComponent | 5439736 | 1 | Release | Each | 2.0 | Foot cable bundler |  |  | CCX
5736 | 7 | 14 |  | CTAComponent | 5449387 | 1 | Release | Each | 2.0 | Workstation limiter |  |  | CCX
5737 | 7 | 15 |  | CTAAssembly | 5449388 | 1 | Release | Each | 1.0 | Cabinet door |  |  | CCX
5738 | 8 | 1 |  | CTAComponent | 5441349 | 1 | Release | Each | 1.0 | Cabinet door cover |  |  | CCX
5739 | 8 | 2 |  | CTAComponent | 5457198 | 1 | Release | Each | 2.0 | Cabinet door holder |  |  | CCX
5740 | 7 | 12 |  | CTAComponent | 5446200 | 1 | Release | Each | 1.0 | Copper grounding bar |  |  | CCX
5741 | 7 | 10 |  | CTAComponent | 5440503 | 2 | Release | Each | 1.0 | Electric component bracket |  |  | CCX
5742 | 7 | 13 |  | CTAComponent | 5446201 | 2 | Release | Each | 2.0 | caster |  |  | CCX
5743 | 7 | 11 |  | CTAAssembly | 5499826 | 1 | Release | Each | 1.0 | Cabinet rear cover |  |  | CCX
5744 | 8 | 2 |  | CTAComponent | 5496758 | 1 | Release | Each | 1.0 | Cabinet rear cover rib |  |  | CCX
5745 | 8 | 1 |  | CTAComponent | 5450648 | 1 | Release | Each | 1.0 | Cabinet rear cover plate |  |  | CCX
5746 | 7 | 16 |  | CTAComponent | 5451426 | 2 | Release | Each | 2.0 | caster with brake |  |  | CCX
5747 | 7 | 17 |  | CTAComponent | 5452025 | 1 | Release | Each | 4.0 | Cable Gate |  |  | CCX
5748 | 7 | 18 |  | CTAComponent | 5454748 | 1 | Release | Each | 1.0 | Locking plate |  |  | CCX
5749 | 7 | 19 |  | CTAComponent | 5459475 | 1 | Release | Each | 1.0 | Top cable bundler |  |  | CCX
5750 | 7 | 21 |  | CTAComponent | 5462481 | 1 | Release | Each | 1.0 | Cabinet left cover plate |  |  | CCX
5751 | 7 | 23 |  | CTAComponent | 5491219 | 1 | Release | Each | 4.0 | pad |  |  | CCX
5752 | 7 | 22 |  | CTAComponent | 5491152 | 1 | Release | Each | 1.0 | Switch power bracket |  |  | CCX
5753 | 7 | 20 |  | CTAComponent | 5460240 | 2 | Release | Each | 1.0 | Lock |  |  | CCX
5754 | 7 | 24 |  | CTAAssembly | 5491221 | 3 | Release | Each | 1.0 | Cabinet frame |  |  | CCX
5755 | 8 | 1 |  | CTAComponent | 5437395 | 2 | Release | Each | 1.0 | Cabinet frame base |  |  | CCX
5756 | 8 | 3 |  | CTAComponent | 5449847 | 1 | Release | Each | 1.0 | Cabinet frame rear beam |  |  | CCX
5757 | 8 | 2 |  | CTAComponent | 5439738 | 1 | Release | Each | 1.0 | Cabinet frame front beam |  |  | CCX
5758 | 8 | 7 |  | CTAComponent | 5497941 | 1 | Release | Each | 18.0 | nut block for column |  |  | CCX
5759 | 8 | 6 |  | CTAComponent | 5497940 | 1 | Release | Each | 2.0 | nut block for column |  |  | CCX
5760 | 8 | 5 |  | CTAComponent | 5495367 | 2 | Release | Each | 1.0 | Workstation install base |  |  | CCX
5761 | 8 | 4 |  | CTAComponent | 5491226 | 1 | Release | Each | 2.0 | Caster install base |  |  | CCX
5762 | 8 | 8 |  | CTAComponent | 5500903 | 1 | Release | Each | 2.0 | PS800R cabinet caster install plate |  |  | CCX
5763 | 7 | 26 |  | CTAComponent | 5495366 | 1 | Release | Each | 1.0 | Door adjuster |  |  | CCX
5764 | 7 | 25 |  | CTAAssembly | 5491227 | 1 | Release | Each | 2.0 | Cabinet door bracket |  |  | CCX
5765 | 8 | 1 |  | CTAComponent | 5439737 | 1 | Release | Each | 1.0 | Cabinet door bracket base |  |  | CCX
5766 | 8 | 2 |  | CTAComponent | 5491233 | 1 | Release | Each | 1.0 | Cabinet door bracket connector |  |  | CCX
5767 | 8 | 3 |  | CTAComponent | 5491234 | 1 | Release | Each | 1.0 | Cabinet door shaft |  |  | CCX
5768 | 7 | 30 |  | CTAComponent | 1000-M6C014-04 | 1 | Release | Each | 16.0 | Hexagon Socket Head Cap Screw, M6-1, X14mm Long, Grade 8.8 Steel, Zinc Plated, RoHS Fastener | 10487-1000-M6C014-04 | OHTA | STM
5769 | 7 | 29 |  | CTAComponent | C2106-M6-02 | 3 | Release | Each | 21.0 | Spring Lock Washer, M6, Zinc plated, Rohs Fastener | 24140-C2106-M6-02 | TR FORMAC DIV OF TR FASTENINGS | HLE
5770 | 7 | 28 |  | CTAComponent | C2106-M4-02 | 3 | Release | Each | 54.0 | Spring Lock Washer, M4, Zinc plated, Rohs Fastener | 24140-C2106-M4-02 | TR FORMAC DIV OF TR FASTENINGS | HLE
5771 | 5 | 7 |  | CTAComponent | 5462293 | 2 | Release | Each | 1.0 | Switch Power |  |  | CCX
5772 | 5 | 11 |  | CTAComponent | C2106-M4-02 | 3 | Release | Each | 1.0 | Spring Lock Washer, M4, Zinc plated, Rohs Fastener | 24140-C2106-M4-02 | TR FORMAC DIV OF TR FASTENINGS | HLE
5773 | 5 | 10 |  | CTAComponent | 3000-M4C-04 | 5 | Release | Each | 1.0 | Hexagon Nut, ISO4032, M4-0.7, Grade 8 Steel, Zinc Plated, RoHS Fastener | 24140-M4/-/HFH8-/TC1D/DIN934 A0996-BN117 M4 CR6+FREE 20589-10948-03686 11060-M4CNFHC7Z6/934 | TR FORMAC DIV OF TR FASTENINGS BOSSARD FASTENAL COMPANY ANIXTER | STM
5774 | 5 | 6 |  | CTAComponent | 5452637 | 3 | Release | Each | 1.0 | Cabinet Power Harness |  |  | HLE
5775 | 5 | 1 |  | CTAComponent | 5132190 | 1 | Release | Each | 1.0 | Thales PCU and PCU power cable. For TH800 and TH800 |  |  | HLE
5776 | 5 | 8 |  | CTAAssembly | 5473934 | 5 | Release | Each | 1.0 | IF Board Assembly |  |  | CCX
5777 | 6 | 2 |  | CTACircuitBoard | 5436648 | 4 | Release | Each | 1.0 | Precision THUNIS-800+ IF board |  |  | CCX
5778 | 7 |  | C53 | CTAOOC | 2183937-3 | 2 | Standard | Each | 1.0 | CAPA TANT 2,2UF 10% 35V 3528 | 08390-T491B225K035AT 19214-TAJB225K035RNJ | KEMET AVX/KYOCERA | STE
5779 | 7 |  | J8, J10 | CTAOOC | 2137666-4 | 0 | Not Recommended | Each | 2.0 | CONNECTOR 5 CONTACTS 600 VOLTS 3 AMP SINGLE ROW .125~ STRAIGHT HEADER WITH POLARIZATION SLOTS | 01525 70545-0039 | MOLEX | CXR
5780 | 7 |  | J5 | CTAOOC | 2213608-2 | 6 | Standard | Each | 1.0 | CONNEC SUBD 15C PWB STR RECEP+440LK | 00214-D15S24A6GV00LF 10099-09 66 251 5513 | FCI HARTING | STE
5781 | 7 |  | C54 | CTAOOC | 2235239 | 3 | Standard | Each | 1.0 | CAPACITOR X7R 2.2NF 10 PERCENT 50V 0603 | 18981-VJ0603Y222KXA 11962-CC0603KRX7R9BB222 03041-C1608X7R1H222K | VISHAY YAGEO TDK | STE
5782 | 7 |  | J17 | CTAOOC | 2213608-3 | 7 | Standard | Each | 1.0 | CONNEC SUBD 25C PWB STR RECEP+440LKC | 10099-09 66 351 5513 00214-D25S24A6GV00LF | HARTING FCI | STE
5783 | 7 |  | J7 | CTAOOC | 2213607-4 | 8 | Standard | Each | 1.0 | CONNEC SUBD 37C PWB STR PLUG+440LK | 00214-D37P24A6GV00LF 10099-09 65 461 5713 | FCI HARTING | STE
5784 | 7 |  | J3, J4 | CTAOOC | 2213607-3 | 8 | Standard | Each | 2.0 | CONNEC SUBD 25C PWB STR PLUG+440LK | 00214-D25P24A6GV00LF 10099-09 65 361 5713 | FCI HARTING | STE
5785 | 7 |  | J14 | CTAOOC | 2186198-9 | 2 | Standard | Each | 1.0 | CONNECTOR 5.08MM MSTBA, 1X5POS HEADER, RIGHT ANGLE, TINNED, PWB2.4 | 11675 1757271 18996-796638-5 | PHOENIX CONTACTS TE CONNECTIVITY | STE
5786 | 7 |  | C49, C56, C60 | CTAOOC | 2298052 | 5 | Standard | Each | 3.0 | U6203CS CAPACITOR FIXED 100 uFARADS | 07092-EEEHA1C101WP 06533-UWZ1C101MCL1GB | PANASONIC NICHICON CORPORATION | STE
5787 | 7 |  | PS1 | CTAOOC | 2252400-4 | 1 | Restricted | Each | 1.0 | POWER SUPPLY 5 VOLTS 306m AMPS 5 VOL REGULATED, 1000V ISOLATION, SO-28 | 00495-DCR010505UE4 | TEXAS INSTRUMENTS | STE
5788 | 7 |  | S2 | CTAOOC | 2253364-2 | 3 | Not Recommended | Each | 1.0 | SURFACE MOUNT DIP SWITCH, 4 POSITION GULL WING WITH POLYIMIDE TAPE SEAL MACHINE-INSERTABLE. WARNING: Unknown Whisker Risk | 05229-90HBW04PRT 00031-219004MST | GRAYHILL CTS CORP | STE
5789 | 7 |  | U18 | CTAOOC | 2276618-3 | 1 | Not Recommended | Each | 1.0 | PROGRAMMABLE LOGIC DEVICE FPGA | 10208-EP1K100QC208-3N | ALTERA | STE
5790 | 7 |  | DS32-DS38 | CTAOOC | 2279219-3 | 1 | Standard | Each | 7.0 | LED YEL LTST-C190Y 0603 SMD | 09050 AY1111C 00941 HSMY-C190 11520 LTST-C190YKT 18802 AP1608YC | STANLEY ELECTRIC CO LTD AVAGO TECHNOLOGIES LITE-ON KINGBRIGHT | STE
5791 | 7 |  | DS1-DS31 | CTAOOC | 2279219-2 | 1 | Standard | Each | 31.0 | LED GREEN LTST-C190G 0603 SMD | 18802 AP1608SGC 00941 HSMG-C190 11520 LTST-C190GKT 09050 PG1111C | KINGBRIGHT AVAGO TECHNOLOGIES LITE-ON STANLEY ELECTRIC CO LTD | STE
5792 | 7 |  | U19, U20 | CTAOOC | 2246237-2 | 3 | Standard | Each | 2.0 | DRIVER-RECEIVER UART WITH 16 BYTE FIFO 3.3-5V SUPPLY, 48-TQFP NOTE ONLY TI PART HAS AUTOFLOW CNTRL | 00495-TL16C550CPTG4 ZZE10-ST16C550CQ48-F | TEXAS INSTRUMENTS EXAR | STE
5793 | 7 |  | U13 | CTAOOC | 2240583 | 1 | Standard | Each | 1.0 | CONFIGURATION SERIAL EPROM, 2M FLASH | 10208-EPC2LC20N | ALTERA | STE
5794 | 7 |  | C13-C18, C20, C21, C55 | CTAOOC | 2240282-7 | 3 | Standard | Each | 9.0 | CAPA X7R 1UF 10% 25V 1206 | 19214-12063C105KAT 08390 C1206C105K3RAC | AVX/KYOCERA KEMET | STE
5795 | 7 |  | J13 | CTAOOC | 46-230149P2 | 2 | Restricted | Each | 1.0 | CONNECTOR COAXIAL, BNC 50 OHM, STRAIGHT RECEPTACLE, PWB, METAL BODY, GOLD CONTACT, NICKEL PLATE OVER BRASS. MOUNTS TO CIRCUIT BOARD WITH SOLDER MOUNTING POSTS. DOES NOT COME WITH MOUNTING HW. MUST SPEC: WASHER 46-287874P1 AND HEX NU 46-230097P1 | 18996-5227673-1 | TE CONNECTIVITY | STE
5796 | 7 |  | S1 | CTAOOC | 46-257883P1 | 6 | Standard | Each | 1.0 | SWITCH, MOMENTARY PUSH BUTTON, SPST NO, R.A. HORIZONTAL, 0.4VA at 20VAC-DC, 100MA MAX, PWB THRU HOLE | 03368 EP11SD1ABE 11624-AB11AH-RO 11624-AB11AH | C&K COMPONENTS NKK SWITCHES NKK SWITCHES | STE
5797 | 7 |  | J9 | CTAOOC | 46-221802P9 | 1 | Not Recommended | Each | 1.0 | CONNECTOR_NEW 6 POSITION PIN HEADER TIN PLATING, POWER CONNECTOR. WARNING: Unknown Whisker Risk | 18996-640500-5 | TE CONNECTIVITY | STE
5798 | 7 |  | C47, C58 | CTAOOC | 2378166 | 4 | Standard | Each | 2.0 | U6211CS CAPACITOR FIXED 10U FARADS | 06533-UWZ1V100MCL1GB 07092-EEEHA1V100R 10220-EMVE350ADA100ME55G | NICHICON CORPORATION PANASONIC CHEMI-CON | STE
5799 | 7 |  | J6 | CTAOOC | 2407021 | 0 | Not Recommended | Each | 1.0 | U0138FD CONNECTOR_NEW D-SUB 9 EACH | 00234 787176-1 00214 D09P91C6PV00 | TE CONNECTIVITY / AMP FCI | YEN
5800 | 7 |  | J15 | CTAOOC | 46-221703P17 | 4 | Restricted | Each | 1.0 | CONNECTOR, 2.54MM, 2X25POS, STRAIGHT, LONG LATCHES, 4-WALL AMP PART IS RESTRICTED DUE TO THE FACT THAT IT REQUIRES A .250 LONG SCREW TO RETAIN IT. | 00266-N3433-6303RB | 3M (MINNESOTA MINING MFG) | STE
5801 | 7 |  | J2 | CTAOOC | 2374435-2 | 1 | Restricted | Each | 1.0 | CONNECTOR_NEW D-SUB PLASTIC SHELL 9 PIN VERTICAL RECEPTACLE | 18996-5745076-4 | TE CONNECTIVITY | STE
5802 | 7 |  | J1 | CTAOOC | 2328273 | 0 | Restricted | Each | 1.0 | CONNEC 3/U-FIT 2X3C R-A HEADER | 01525 43045-0600 | MOLEX | EUR
5803 | 7 |  | R3-R9, R25-R27, R46, R49, R62, R65, R77-R80, R82, R83, R86, R87, R94, R95, R98, R99, R106, R110-R112, R125-R130, R132, R133, R139-R219, R229-R231, R238-R248 | CTAOOC | 46-312792P124 | 5 | Standard | Each | 133.0 | RESISTOR 4.99k OHMS 1 % .125 WATTS | 11962-RC0805FR-074K99L 18981-CRCW08054K99FKE 06725-RK73H2ATTD4991F 00006-WCR0805LF4991F 05498-MC08054991FTW 02254-MCR10EZPF4991 | YAGEO VISHAY KOA IRC RCD COMPONENTS INC. ROHM | STE
5804 | 7 |  | R10-R24, R30-R44, R50-R61, R220-R228 | CTAOOC | 46-312792P127 | 5 | Standard | Each | 51.0 | RESISTOR 6.81k OHMS 1 PERCENT .125 WATTS | 11962-RC0805FR-076K81L 05498-MC08056811FTW 00006-WCR0805LF6811F 06725-RK73H2ATTD6811F 18981-CRCW08056K81FKE 02254-MCR10EZPF6811 | YAGEO RCD COMPONENTS INC. IRC KOA VISHAY ROHM | STE
5805 | 7 |  | R1, R2, R81, R84, R85, R88-R93, R96, R97, R100-R104, R113-R120, R122-R124, R134-R137, R232-R235 | CTAOOC | 46-312792P17 | 2 | Standard | Each | 37.0 | RESISTOR 475 OHMS 1 % .125 WATTS 100V 0805 CASE SIZE THICK FILM +-100 PPM/C | 11962-RC0805FR-07475RL 00006-WCR0805LF4750F 18981-CRCW0805475RFKE 05498-MC08054750FTW | YAGEO IRC VISHAY RCD COMPONENTS INC. | STE
5806 | 7 |  | R48 | CTAOOC | 46-312792P18 | 2 | Standard | Each | 1.0 | RESISTOR 10 OHMS 1 PERCENT .125 WATTS SURFACE MOUNTING 100PPM/DEG C 100V L .079 W .050 T .018 | 18981-CRCW080510R0FKE 11962-RC0805FR-0710RL 05498-MC080510R0FTW 00006-WCR0805LF10R0F | VISHAY YAGEO RCD COMPONENTS INC. IRC | STE
5807 | 7 |  | R28, R29, R45, R47, R63, R64, R66-R69 | CTAOOC | 46-312792P13 | 4 | Standard | Each | 10.0 | RESISTOR 1k OHMS 1 PERCENT .125 WATTS 0805 CASE SIZE | 11623-NRC10F1001TRF 05498-MC08051001FTW 18981-CRCW08051K00FKE 06725-RK73H2ATTD1001F 00006-WCR0805LF1001F | NIC COMPONENTS CORPORATION RCD COMPONENTS INC. VISHAY KOA IRC | STE
5808 | 7 |  | TP1-TP14 | CTAOOC | 46-301752P5 | 3 | Standard | Each | 14.0 | CONNECTOR 1 CONTACTS SURFACE MOUNT PRINTED CIRCUIT TEST POINTS | 04947 5016 ZZC70-TP-107-02-1-T | KEYSTONE ELECTRONICS CORP COMPONENTS CORPORATION | STE
5809 | 7 |  | K1-K10 | CTAOOC | 46-312336P2 | 3 | Standard | Each | 10.0 | RELAY SMD, DPDT, 5V SINGLE SIDE STABLE COIL, 5V, SURFACE MOUNT, 2 FORM C, TQ2SA-5V | 07092-TQ2SA-5V | PANASONIC | STE
5810 | 7 |  | J11 | CTAOOC | 46-289446P7 | 1 | Restricted | Each | 1.0 | CONNECTOR 2 CONTACTS 250 VOLTS 3 AMP SINGLE ROW, RIGHT ANGLE LOW PROFILE | 01525 70553-0001 | MOLEX | STE
5811 | 7 |  | D1-D31 | CTAOOC | 46-315841P2 | 1 | Standard | Each | 31.0 | SEMICONDUCTOR:DIODE 75 VOLTS 200m AM HIGH CONDUCTANCE LOW LEAKAGE SOT-23 | 18846-BAS116LT1G | ON SEMICONDUCTOR | STE
5812 | 7 |  | C1-C12,C19,C22,C23, C24,C25,C26,C27,C28,C29,C30,C31,C32,C33,C34,C35,C36,C37,C38,C39,C40,C41,C42,C43,C44,C45,C46,C48,C50,C51,C52,C57,C59,C61,C62,C63,C64,C65,C66,C67,C68,C69,C70,C71,C72,C73,C74,C75,C76,C77,C78,C79,C80,C81,C82,C83,C84,C85,C86,C87,C88 | CTAOOC | 2187107-6 | 3 | Not Recommended | Each | 72.0 | CAPACITOR FIXED .1u FARADS 50 VOLTS | 08390 C0805C104K5RAC 07945-CL21B104KBCNNNC | KEMET SAMSUNG | STE
5813 | 7 |  | U11 | CTAOOC | 46-320871P2 | 1 | Restricted | Each | 1.0 | POWER SUPPLY SUPERVISOR WITH RESET SOP8 MAX701 | 07438-MAX701CSA+ | MAXIM INTEGRATED PRODUCTS | STE
5814 | 7 |  | R105 | CTAOOC | 46-312792P57 | 3 | Standard | Each | 1.0 | RESISTOR 100k OHMS 1 PERCENT .125 WATTS 0805 PACKAGE 100 VOLTS | 05498-MC08051003FTW 06725-RK73H2ATTD1003F 18981-CRCW0805100KFKE 00006-WCR0805LF1003F | RCD COMPONENTS INC. KOA VISHAY IRC | STE
5815 | 7 |  | R108, R109 | CTAOOC | 46-312792P7 | 4 | Standard | Each | 2.0 | RESISTOR 10k OHMS 1 PERCENT .125 WATTS SURFACE MOUNTING 0805 PACKAGE 100 PPM/DEGREE C 100V L .079 W .050 T .018 | 11623-NRC10F1002TRF 05498-MC08051002FTW 18981-CRCW080510K0FKE 00006-WCR0805LF1002F 06725-RK73H2ATTD1002F | NIC COMPONENTS CORPORATION RCD COMPONENTS INC. VISHAY IRC KOA | STE
5816 | 7 |  | R107 | CTAOOC | 46-312792P41 | 3 | Standard | Each | 1.0 | RESISTOR 1M OHMS 1 % .125 WATTS | 18981-CRCW08051M00FKE 06725-RK73H2ATTD1004F 00006-WCR0805LF1004F 05498-MC08051004FTW | VISHAY KOA IRC RCD COMPONENTS INC. | STE
5817 | 7 |  | R70-R76, R121, R131, R138, R236, R237 | CTAOOC | 46-312792P187 | 7 | Standard | Each | 12.0 | RESISTOR 200 OHMS 1 PERCENT .125 WATTS | 06725-RK73H2ATTD2000F 18981-CRCW0805200RFKE 00006-WCR0805LF2000F 11962-RC0805FR-07200RL 05498-MC08052000FTW 02254-MCR10EZPF2000 | KOA VISHAY IRC YAGEO RCD COMPONENTS INC. ROHM | STE
5818 | 7 | 1 |  | CTAOOC | 46-311182P1 | 4 | Restricted | Each | 1.0 | 20-PIN PLCC WITHOUT LOCATING POST AMP 20-PIN PLCC SOCKET CHANGED TO PA RT WITH NO LOCATING POST. QF | 18996-822516-3 | TE CONNECTIVITY | STE
5819 | 7 |  | U7,U8,U10,U12,U22,U25,U31 | CTAOOC | 2364058-4 | 1 | Standard | Each | 7.0 | I.C PHOTOCOUP X4 SOL16 4.4MM | 18981-TCMT4100 22942-ACPL-247-560E | VISHAY AVAGO | STE
5820 | 7 | 3 |  | CTAComponent | 516A770P408 | 0 | Release | Each | 2.0 | SCREW SCREW OLD F65D6B1 BLK OX |  |  | CXR
5821 | 7 | 4 |  | CTAComponent | 5343400-2 | 1 | Release | Each | 10.0 | NYLON WAHER, RICHCO NWE-34815-M3 |  |  | HWE
5822 | 7 |  | U1-U6, U9, U14-U17, U21, U24, U26, U29, U30, U32 | CTAComponent | 5483237 | 1 | Release | Each | 17.0 | HEX SCHMITT-TRIGGER INVERTER,TSSOP14 SMT,Countinuous output current up to 50mA. |  |  | CCX
5823 | 7 |  | G1 | CTAComponent | 5483194 | 1 | Release | Each | 1.0 | 6.144M,5V input, 5x7mm SMT,Crystal oscillator. |  |  | CCX
5824 | 7 | 2 |  | CTACircuitBoard | 5450459 | 1 | Release | Each | 1.0 | PWB for Precision THUNIS-800+ IF Board |  |  | HLE
5825 | 7 |  | U23, U27 | CTAOOC | 2114542-2 | 2 | Standard | Each | 2.0 | INT TRANSC 232E SOLP16 .3 SMD | 01649-ADM1181AARWZ | ANALOG DEVICES, INC. | STE
5826 | 7 |  | J16 | CTAOOC | 2137666 | 1 | Standard | Each | 1.0 | CONNECTOR 2 CONTACTS 600 VOLTS 3 AMP SINGLE ROW .120 STRAIGHT HEADER WITH POLARIZATION SLOTS. | 01525 70545-0036 | MOLEX | STE
5827 | 7 |  | Q1-Q3 | CTAOOC | 2111738 | 3 | Standard | Each | 3.0 | SEMICONDUCTOR:TRANSISTOR .5 AMPS 25m | 00495-ULN2803ADWG4 03439-ULN2803AFWG | TEXAS INSTRUMENTS TOSHIBA | STA
5828 | 7 |  | VR2 | CTAOOC | 2105122-4 | 1 | Standard | Each | 1.0 | 2.5 V FIXED VOLTAGE REGULATOR 800 MA INTERNAL OVERCURRENT LIMITING CIRCUITRY, SURFACE MOUNT. | 06921-LT1118CST-2.5#PBF | LINEAR TECHNOLOGY | STE
5829 | 7 |  | J12 | CTAOOC | 2106009-6 | 1 | Restricted | Each | 1.0 | CONNEC LOW-PROF TRANSI 10C HEAD STR | 01940 821-A010P-AM-A00 00214-75869-101LF 00266-N2510-6002RB 10099-09 18 510 6324 18996-5103308-1 | AMPHENOL FCI 3M (MINNESOTA MINING MFG) HARTING TE CONNECTIVITY | STE
5830 | 7 |  | VR1 | CTAOOC | 2105122-2 | 3 | Standard | Each | 1.0 | REGULATOR AND REFERENCE VOLTAGE REGU INTERNAL OVERCURRENT LIMITING CIRCUITRY | 06921-LT1117CST-3.3#PBF 00495-REG1117-3.3G4 00036-LM1117MPX-3.3/NOPB 00495-LM1117MPX-3.3/NOPB | LINEAR TECHNOLOGY TEXAS INSTRUMENTS NATIONAL SEMICONDUCTOR TEXAS INSTRUMENTS | STE
5831 | 6 | 1 |  | CTASoftware | 5473582 | 1 | Release | Each | 1.0 | CONSOLE INTERFACE BOARD FPGA LOGIC |  |  | HLE
5832 | 5 | 4 |  | CTAComponent | 5445936 | 1 | Release | Each | 1.0 | Cabinet Power Terminal Harness |  |  | HLE
5833 | 5 | 3 |  | CTAComponent | 5441129 | 3 | Release | Each | 1.0 | Switch Power |  |  | CCX
5834 | 4 | 6 |  | ECCCollectorPart | 5498550 | 1 | Release | Each | 1.0 | pt800+ console fuse collector |  |  | CCX
5835 | 5 |  | 8A fuse | CTAComponent | 5447604 | 1 | Release | Each | 2.0 | 8A Fuse |  |  | HLE
5836 | 4 | 1 |  | CTAComponent | 5119258-ROHS | 4 | Release | Each | 1.0 | Storm console footswitch assembly |  |  | CCX
5837 | 3 | 6 |  | CTAAssembly | 5439221 | 3 | Release | Each | 1.0 | PDU for Precision THUNIS-800+ |  |  | HLE
5838 | 3 | 11 |  | ECCCollectorPart | 5439215 | 2 | Release | Each | 1.0 | MIS cables for Precision THUNIS-800+ |  |  | HLE
5839 | 4 | 2 |  | CTAComponent | 5450388 | 1 | Release | Each | 1.0 | MIS PCU Generator Interface Cable |  |  | HLE
5840 | 4 | 3 |  | CTAComponent | 5437146 | 3 | Release | Each | 1.0 | MIS II Power and Control Cable |  |  | HLE
5841 | 4 | 4 |  | CTAComponent | 5442714 | 1 | Release | Each | 1.0 | MIS CPI Input Power Cable1 U |  |  | HLE
5842 | 4 | 5 |  | CTAComponent | 5438694 | 1 | Release | Each | 1.0 | MIS CPI Input Power Cable3 W |  |  | HLE
5843 | 4 | 1 |  | CTAComponent | 5462260 | 2 | Release | Each | 1.0 | MIS IF board Generator IF board Interface Cable |  |  | HLE
5844 | 4 | 10 |  | CTAComponent | 5451170 | 2 | Release | Each | 1.0 | MIS IF board Generator Digital Interface Cable |  |  | HLE
5845 | 4 | 11 |  | CTAComponent | 5449152 | 1 | Release | Each | 1.0 | MIS System Console Power Cable |  |  | HLE
5846 | 4 | 9 |  | CTAComponent | 5451169 | 1 | Release | Each | 1.0 | MIS System Console Ground Cable |  |  | HLE
5847 | 4 | 7 |  | CTAComponent | 5440236 | 3 | Release | Each | 1.0 | MIS PDU Power ON Cable 2 core |  |  | CCX
5848 | 4 | 8 |  | CTAComponent | 5440237 | 1 | Release | Each | 1.0 | MIS PDU CPI Ground Cable 4# |  |  | HLE
5849 | 4 | 6 |  | CTAComponent | 5456162 | 1 | Release | Each | 1.0 | MIS CPI Input Power Cable2 V |  |  | HLE
5850 | 4 | 16 |  | CTAComponent | 5450222 | 1 | Release | Each | 1.0 | MIS Tube Fan Cable |  |  | HLE
5851 | 4 | 18 |  | CTAComponent | 5436460 | 2 | Release | Each | 1.0 | MIS TABLE POWER CABLE |  |  | HLE
5852 | 4 | 15 |  | CTAComponent | 5451171 | 3 | Release | Each | 1.0 | MIS AEC Feedback Coaxial Cable |  |  | CCX
5853 | 4 | 12 |  | CTAComponent | 5436625 | 2 | Release | Each | 1.0 | MIS collimator light SW cable |  |  | HLE
5854 | 4 | 20 |  | CTAComponent | 5460585 | 2 | Release | Each | 1.0 | MIS intercom communication Cable |  |  | HLE
5855 | 4 | 19 |  | CTAComponent | 5439491 | 1 | Release | Each | 1.0 | MIS PDU-Table Ground Cable |  |  | HLE
5856 | 4 | 21 |  | CTAComponent | 5122632 | 1 | Release | Each | 2.0 | HV Cable | 24192-5122632 | BEIJING GUANGRUI MACHINERY CO | HLE
5857 | 4 | 22 |  | ECCCollectorPart | 5479942 | 3 | Release | Each | 1.0 | MIS Gen. Tube Anode and ground cable assembly |  |  | CCX
5858 | 5 | 2 |  | CTAComponent | 5451994 | 2 | Release | Each | 1.0 | MIS Gen. Tube ground cable |  |  | HLE
5859 | 5 | 3 |  | CTAComponent | 5479710 | 3 | Release | Each | 2.0 | Ferrite split core snap-on 28A5776-0A2 |  |  | HLE
5860 | 5 | 1 |  | CTAComponent | 5445938 | 2 | Release | Each | 1.0 | MIS Gen. Tube Anode cable |  |  | HLE
5861 | 3 | 14 |  | CTAComponent | 5123312-3 | 1 | Release | Each | 1.0 | CPI Generator Console PSP |  |  | CCX
5862 | 3 | 2 |  | CTAAssembly | 5480081 | 2 | Release | Each | 1.0 | A-196 X-ray tube assembly for Precision THUNIS-800+ |  |  | CCX
5863 | 4 | 2 |  | CTAAssembly | 5479445 | 3 | Release | Each | 1.0 | Tube holder for A196 |  |  | HLE
5864 | 5 | 2 |  | CTAComponent | 5457707 | 3 | Release | Each | 2.0 | Table tube tilt Button and Cable |  |  | HLE
5865 | 5 | 4 |  | CTAComponent | 1000-M8C025-04 | 3 | Release | Each | 4.0 | Hexagon Socket Head Cap Screw, M8-1.25, X25mm Long, Grade 8.8 Steel, Zinc Plated, RoHS Fastener | 11060-M8C25KCSC9Z6/912 20589-ZS2580025ZP0000 24140-M8/25/SOHTCS/TC1D/DIN912 10487-1000-M8C025-04 | ANIXTER FASTENAL COMPANY TR FORMAC DIV OF TR FASTENINGS OHTA | STM
5866 | 5 | 5 |  | CTAComponent | 2000-M8-03 | 2 | Release | Each | 4.0 | Flat Washer, ISO7089, M8, Steel 200HV, Zinc Plated, RoHS Fastener | 11060-M8NWSFSTZ6/125ATP 20589-10948-03458 25114-2000-M8-03 | ANIXTER FASTENAL COMPANY TR FORMAC SHANGHAI PTE LTD | STM
5867 | 5 | 3 |  | CTAComponent | 1000-M4C045-04 | 1 | Release | Each | 4.0 | Hexagon Socket Head Cap Screw, M4-0.7, X45mm Long, Grade 8.8 Steel, Zinc Plated, RoHS Fastener | 11060-M4C45KCSC9Z6/912 A0996-BN 4 M4 x 45mm CR6+FREE 24140-M4/45/SOHTCS/TC1D/DIN912 24432-11103203 | ANIXTER BOSSARD TR FORMAC DIV OF TR FASTENINGS FASTENAL | STM
5868 | 5 | 1 |  | CTAAssembly | 5436108 | 5 | Release | Each | 1.0 | Tube bracket assembly for A196 |  |  | CCX
5869 | 6 | 2 |  | CTAComponent | 5492696 | 1 | Release | Each | 1.0 | Tube inside clamp 2 |  |  | CCX
5870 | 6 | 1 |  | CTAComponent | 5492695 | 1 | Release | Each | 1.0 | Tube inside clamp 1 |  |  | CCX
5871 | 6 | 6 |  | CTAComponent | 5492698 | 1 | Release | Each | 1.0 | Tube inside clamp 4 |  |  | CCX
5872 | 6 | 5 |  | CTAComponent | 5492697 | 1 | Release | Each | 1.0 | Tube inside clamp 3 |  |  | CCX
5873 | 6 | 4 |  | CTAAssembly | 5492700 | 1 | Release | Each | 1.0 | Tube outside clamp 2 |  |  | CCX
5874 | 7 | 2 |  | CTAComponent | 5492702 | 1 | Release | Each | 1.0 | Clamp 2 |  |  | CCX
5875 | 7 | 1 |  | CTAComponent | 5492701 | 1 | Release | Each | 1.0 | Clamp 1 |  |  | CCX
5876 | 7 | 5 |  | CTAComponent | 2106-M5-14 | 1 | Release | Each | 4.0 | Spring Lock Washer with Flat Ends JIS B1251, M5, Spring Stainless Steel, Rohs Fastener | 24140-2106-M5-14 | TR FORMAC DIV OF TR FASTENINGS | STM
5877 | 7 | 3 |  | CTAComponent | 1000-M5C020-04 | 4 | Release | Each | 4.0 | Hexagon Socket Head Cap Screw, M5-0.8, X20mm Long, Grade 8.8 Steel, Zinc Plated, RoHS Fastener | 11060-M5C20KCSC9Z6/912 24140-M5/20/SOHTCS/TC1D/DIN912 10487-1000-M5C020-04 20589-11103212 A0996-BN 4 M5 x 20mm CR6+FREE | ANIXTER TR FORMAC DIV OF TR FASTENINGS OHTA FASTENAL COMPANY BOSSARD | STM
5878 | 7 | 4 |  | CTAComponent | 2000-M5-03 | 5 | Release | Each | 4.0 | Flat Washer, ISO7089, M5, Steel 200HV, Zinc Plated, RoHS Fastener | A0996-BN343-M5 CR3 11060-M5NWSFSTZ6/125ATP 20589-10948-03456 24140-M5/-/PWSTWA/TC1/DIN125 10487-7130111-5 | BOSSARD ANIXTER FASTENAL COMPANY TR FORMAC DIV OF TR FASTENINGS OHTA | STM
5879 | 6 | 3 |  | CTAAssembly | 5492699 | 1 | Release | Each | 1.0 | Tube outside clamp 1 |  |  | CCX
5880 | 7 | 1 |  | CTAComponent | 5492701 | 1 | Release | Each | 1.0 | Clamp 1 |  |  | CCX
5881 | 7 | 2 |  | CTAComponent | 5492702 | 1 | Release | Each | 1.0 | Clamp 2 |  |  | CCX
5882 | 7 | 3 |  | CTAComponent | 1000-M5C020-04 | 4 | Release | Each | 4.0 | Hexagon Socket Head Cap Screw, M5-0.8, X20mm Long, Grade 8.8 Steel, Zinc Plated, RoHS Fastener | 11060-M5C20KCSC9Z6/912 24140-M5/20/SOHTCS/TC1D/DIN912 10487-1000-M5C020-04 20589-11103212 A0996-BN 4 M5 x 20mm CR6+FREE | ANIXTER TR FORMAC DIV OF TR FASTENINGS OHTA FASTENAL COMPANY BOSSARD | STM
5883 | 7 | 5 |  | CTAComponent | 2106-M5-14 | 1 | Release | Each | 4.0 | Spring Lock Washer with Flat Ends JIS B1251, M5, Spring Stainless Steel, Rohs Fastener | 24140-2106-M5-14 | TR FORMAC DIV OF TR FASTENINGS | STM
5884 | 7 | 4 |  | CTAComponent | 2000-M5-03 | 5 | Release | Each | 4.0 | Flat Washer, ISO7089, M5, Steel 200HV, Zinc Plated, RoHS Fastener | A0996-BN343-M5 CR3 11060-M5NWSFSTZ6/125ATP 20589-10948-03456 24140-M5/-/PWSTWA/TC1/DIN125 10487-7130111-5 | BOSSARD ANIXTER FASTENAL COMPANY TR FORMAC DIV OF TR FASTENINGS OHTA | STM
5885 | 6 | 9 |  | CTAAssembly | 5492705 | 1 | Release | Each | 1.0 | Locking device ASM |  |  | CCX
5886 | 7 | 2 |  | CTAComponent | 5492707 | 1 | Release | Each | 1.0 | Locking device lever |  |  | CCX
5887 | 7 | 3 |  | CTAComponent | 5492708 | 1 | Release | Each | 1.0 | Locking device pin |  |  | CCX
5888 | 7 | 1 |  | CTAComponent | 5492706 | 1 | Release | Each | 1.0 | Locking device bracket |  |  | CCX
5889 | 7 | 4 |  | CTAComponent | 5495676 | 1 | Release | Each | 1.0 | Circlip for shaft_DE-6 |  |  | CCX
5890 | 6 | 10 |  | CTAComponent | 5492710 | 1 | Release | Each | 4.0 | Cover mounting screw |  |  | CCX
5891 | 6 | 8 |  | CTAComponent | 5461795 | 1 | Release | Each | 1.0 | Fan bracket |  |  | CCX
5892 | 6 | 7 |  | CTAAssembly | 5454548 | 1 | Release | Each | 1.0 | Handle ASM |  |  | CCX
5893 | 7 | 2 |  | CTAAssembly | 5492703 | 1 | Release | Each | 1.0 | Handle |  |  | CCX
5894 | 8 | 1 |  | CTAComponent | 5449817 | 1 | Release | Each | 1.0 | Rectangular tube |  |  | CCX
5895 | 8 | 2 |  | CTAAssembly | 5444515 | 1 | Release | Each | 1.0 | Handle |  |  | CCX
5896 | 9 | 2 |  | CTAComponent | 5437365 | 1 | Release | Each | 2.0 | Switch mounting plate |  |  | CCX
5897 | 9 | 1 |  | CTAComponent | 5451400 | 1 | Release | Each | 1.0 | Pipe |  |  | CCX
5898 | 7 | 1 |  | CTAComponent | 5492799 | 1 | Release | Each | 1.0 | Handle bracket |  |  | CCX
5899 | 6 | 12 |  | CTAAssembly | 5492716 | 1 | Release | Each | 1.0 | Locking screw |  |  | CCX
5900 | 7 | 2 |  | CTAComponent | 5492715 | 1 | Release | Each | 1.0 | Screw |  |  | CCX
5901 | 7 | 3 |  | CTAComponent | 4001-M4L010-30 | 2 | Release | Each | 1.0 | Spring Pin, ISO 8752, 4mm Diameter X 10mm Long, Stainless Steel, RoHS Fastener | 11060-M4R10PRPSJ/1481 A0996-BN 337 M4 x 10mm CR6 + Free 20589-O131787 | ANIXTER BOSSARD FASTENAL COMPANY | STM
5902 | 7 | 1 |  | CTAComponent | 5492714 | 1 | Release | Each | 1.0 | Nut |  |  | CCX
5903 | 6 | 13 |  | CTAAssembly | 5438744 | 1 | Release | Each | 1.0 | Electromagnetic brake ASM |  |  | CCX
5904 | 7 | 1 |  | CTAAssembly | 5495284 | 1 | Release | Each | 1.0 | Braking shaft ASM |  |  | CCX
5905 | 8 | 2 |  | CTAComponent | 5436068 | 1 | Release | Each | 1.0 | Connecting plate |  |  | CCX
5906 | 8 | 1 |  | CTAComponent | 5445368 | 1 | Release | Each | 1.0 | Shaft |  |  | CCX
5907 | 7 | 3 |  | CTAAssembly | 5492724 | 1 | Release | Each | 1.0 | Brake bracket |  |  | CCX
5908 | 8 | 2 |  | CTAComponent | 5492721 | 1 | Release | Each | 1.0 | Plate 1 |  |  | CCX
5909 | 8 | 4 |  | CTAComponent | 5492723 | 1 | Release | Each | 2.0 | Plate 3 |  |  | CCX
5910 | 8 | 3 |  | CTAComponent | 5492722 | 1 | Release | Each | 2.0 | Plate 2 |  |  | CCX
5911 | 8 | 1 |  | CTAComponent | 5492720 | 1 | Release | Each | 1.0 | Sleeve |  |  | CCX
5912 | 8 | 6 |  | CTAComponent | 4001-M4L010-30 | 2 | Release | Each | 2.0 | Spring Pin, ISO 8752, 4mm Diameter X 10mm Long, Stainless Steel, RoHS Fastener | 11060-M4R10PRPSJ/1481 A0996-BN 337 M4 x 10mm CR6 + Free 20589-O131787 | ANIXTER BOSSARD FASTENAL COMPANY | STM
5913 | 8 | 5 |  | CTAComponent | 5492725 | 1 | Release | Each | 1.0 | Positioning sleeve |  |  | CCX
5914 | 7 | 6 |  | CTAComponent | 5441134 | 1 | Release | Each | 1.0 | End plate |  |  | CCX
5915 | 7 | 5 |  | CTAComponent | 5450473 | 1 | Release | Each | 1.0 | Shaft sleeve 2 |  |  | CCX
5916 | 7 | 4 |  | CTAComponent | 5492726 | 1 | Release | Each | 1.0 | Key |  |  | CCX
5917 | 7 | 2 |  | CTAComponent | 5448410 | 1 | Release | Each | 1.0 | Shaft sleeve1 |  |  | CCX
5918 | 7 | 10 |  | CTAAssembly | 5492768 | 1 | Release | Each | 1.0 | Limited screw |  |  | CCX
5919 | 8 | 2 |  | CTAComponent | 5492767 | 1 | Release | Each | 1.0 | Nylon head |  |  | CCX
5920 | 8 | 1 |  | CTAComponent | 5492766 | 1 | Release | Each | 1.0 | M8_Screw |  |  | CCX
5921 | 7 | 8 |  | CTAComponent | 5492739 | 2 | Release | Each | 1.0 | Positioning device cover |  |  | CCX
5922 | 7 | 9 |  | CTAAssembly | 5492741 | 1 | Release | Each | 1.0 | Micro switch ASM_tilt |  |  | CCX
5923 | 8 | 2 |  | CTAComponent | 5461564 | 2 | Release | Each | 1.0 | MICRO SWITCH |  |  | HLE
5924 | 8 | 4 |  | CTAComponent | 5459257 | 1 | Release | Each | 1.0 | thread hole plate |  |  | CCX
5925 | 8 | 3 |  | CTAComponent | C1213-M4C030-14 | 1 | Release | Each | 2.0 | GB_T 9074.8，M4x30mm，Grade 4.8 Steel，Zinc finish，RoHS Fastener | 25114-M4/30/PPSTPS/TC1/GB9074.8 | TR FORMAC SHANGHAI PTE LTD | HLE
5926 | 8 | 1 |  | CTAComponent | 5492740 | 1 | Release | Each | 1.0 | Micro switch bracket |  |  | CCX
5927 | 8 | 6 |  | CTAComponent | 5447590 | 1 | Release | Each | 1.0 | through hole plate |  |  | CCX
5928 | 8 | 5 |  | CTAComponent | 5460819 | 1 | Release | Each | 1.0 | insulation piece |  |  | CCX
5929 | 7 | 7 |  | CTAAssembly | 5492738 | 1 | Release | Each | 1.0 | Positioning device |  |  | CCX
5930 | 8 | 1 |  | CTAComponent | 5492727 | 1 | Release | Each | 1.0 | Fixed shaft 1 |  |  | CCX
5931 | 8 | 3 |  | CTAComponent | 5492729 | 1 | Release | Each | 1.0 | Lever |  |  | CCX
5932 | 8 | 4 |  | CTAAssembly | 5492734 | 1 | Release | Each | 1.0 | Wheel ASM |  |  | CCX
5933 | 9 | 2 |  | CTAComponent | 5492731 | 1 | Release | Each | 1.0 | Pin |  |  | CCX
5934 | 9 | 3 |  | CTAComponent | 5492732 | 1 | Release | Each | 1.0 | Wheel |  |  | CCX
5935 | 9 | 1 |  | CTAComponent | 5492730 | 1 | Release | Each | 1.0 | Wheel bracket |  |  | CCX
5936 | 9 | 4 |  | CTAComponent | 5492733 | 1 | Release | Each | 1.0 | Circlip for shaft_DE-4 |  |  | CCX
5937 | 8 | 2 |  | CTAComponent | 5492728 | 1 | Release | Each | 1.0 | Fixed shaft 2 |  |  | CCX
5938 | 8 | 6 |  | CTAComponent | 1000-M4C012-04 | 4 | Release | Each | 2.0 | Hexagon Socket Head Cap Screw, M4-0.7, X12mm Long, Grade 8.8 Steel, Zinc Plated, RoHS Fastener | 11060-M4C12KCSC9Z6/912 24140-M4/12/SOHTCS/TC1D/DIN912 20589-10948-03232 10487-1000-M4C012-04 A0996-BN 4 M4 X 12mm CR6+FREE | ANIXTER TR FORMAC DIV OF TR FASTENINGS FASTENAL COMPANY OHTA BOSSARD | STM
5939 | 8 | 7 |  | CTAComponent | 2000-M4-03 | 3 | Release | Each | 2.0 | FLAT WASHER - NORMAL SERIES, ISO 7089, M4 CLASS 200H STEEL, ZINC PLATED RoHS FASTENER | 24140-M4/-/PWSTWA/TC1/DIN125 10487-2000-M4-03 A0996-BN 343 M4 CR6+FREE 24432-11103691 11060-M4NWSFSTZ6/125ATP | TR FORMAC DIV OF TR FASTENINGS OHTA BOSSARD FASTENAL ANIXTER | STM
5940 | 8 | 5 |  | CTAComponent | 5492735 | 1 | Release | Each | 1.0 | Spring |  |  | CCX
5941 | 8 | 8 |  | CTAComponent | C2106-M4-02 | 3 | Release | Each | 2.0 | Spring Lock Washer, M4, Zinc plated, Rohs Fastener | 24140-C2106-M4-02 | TR FORMAC DIV OF TR FASTENINGS | HLE
5942 | 8 | 10 |  | CTAComponent | 3001-M12C-27 | 1 | Release | Each | 1.0 | Hexagon Thin Nut, ISO4035, M12-1.75, Grade 04 Steel, Zinc Plated, RoHS Fastener | 20589-10948-03716 11060-M12CNFJSTZ6/4035 | FASTENAL COMPANY ANIXTER | STM
5943 | 8 | 9 |  | CTAComponent | 5495677 | 1 | Release | Each | 1.0 | Circlip for shaft_DE-8 |  |  | CCX
5944 | 7 | 12 |  | CTAComponent | 1000-M5C016-04 | 5 | Release | Each | 4.0 | Hexagon Socket Head Cap Screw, M5-0.8, X16mm Long, Grade 8.8 Steel, Zinc Plated, RoHS Fastener | 11060-M5C16KCSC9Z6/912 24140-M5/16/SOHTCS/TC1D/DIN912 10487-1000-M5C016-04 20589-ZS2540016ZP0000 A0996-BN 4 M5 x 16mm CR6+FREE | ANIXTER TR FORMAC DIV OF TR FASTENINGS OHTA FASTENAL COMPANY BOSSARD | STM
5945 | 7 | 13 |  | CTAComponent | 1000-M6C016-04 | 4 | Release | Each | 4.0 | Hexagon Socket Head Cap Screw, M6-1, X16mm Long, Grade 8.8 Steel, Zinc Plated, RoHS Fastener | 20589-10948-03239 10487-1000-M6C016-04 24140-M6/16/SOHTCS/TC1D/DIN912 11060-M6C16KCSC9Z6/912 A0996-BN 4 M6 x 16mm CR6+FREE | FASTENAL COMPANY OHTA TR FORMAC DIV OF TR FASTENINGS ANIXTER BOSSARD | STM
5946 | 7 | 11 |  | CTAComponent | 1000-M5C012-04 | 5 | Release | Each | 2.0 | Hexagon Socket Head Cap Screw, M5-0.8, X12mm Long, Grade 8.8 Steel, Zinc Plated, RoHS Fastener | 11060-M5C12KCSC9Z6/912 10487-1000-M5C012-04 24140-M5/12/SOHTCS/TC1D/DIN912 20589-ZS2540012ZP0000 A0996-BN 3 M5x12mm CR6+FREE | ANIXTER OHTA TR FORMAC DIV OF TR FASTENINGS FASTENAL COMPANY BOSSARD | STM
5947 | 7 | 15 |  | CTAComponent | 2000-M6-03 | 3 | Release | Each | 4.0 | Flat Washer, ISO7089, M6, Steel 200HV, Zinc Plated, RoHS Fastener | 20589-10948-03457 10487-2000-M6-03 11060-M6NWSFSTZ6/125ATP 24140-M6/-/PWSTWA/TC1/DIN125 | FASTENAL COMPANY OHTA ANIXTER TR FORMAC DIV OF TR FASTENINGS | STM
5948 | 7 | 14 |  | CTAComponent | 2000-M5-03 | 5 | Release | Each | 4.0 | Flat Washer, ISO7089, M5, Steel 200HV, Zinc Plated, RoHS Fastener | A0996-BN343-M5 CR3 11060-M5NWSFSTZ6/125ATP 20589-10948-03456 24140-M5/-/PWSTWA/TC1/DIN125 10487-7130111-5 | BOSSARD ANIXTER FASTENAL COMPANY TR FORMAC DIV OF TR FASTENINGS OHTA | STM
5949 | 7 | 18 |  | CTAComponent | C2106-M8-80 | 1 | Release | Each | 1.0 | GB_T 93，M8，Spring Steel，Black Oxide finish，RoHS Fastener | 25114-M8/-/SRSTWA/BO/GB93 | TR FORMAC SHANGHAI PTE LTD | HLE
5950 | 7 | 17 |  | CTAComponent | C2106-M6-02 | 3 | Release | Each | 4.0 | Spring Lock Washer, M6, Zinc plated, Rohs Fastener | 24140-C2106-M6-02 | TR FORMAC DIV OF TR FASTENINGS | HLE
5951 | 7 | 16 |  | CTAComponent | 2000-M8-03 | 2 | Release | Each | 1.0 | Flat Washer, ISO7089, M8, Steel 200HV, Zinc Plated, RoHS Fastener | 11060-M8NWSFSTZ6/125ATP 20589-10948-03458 25114-2000-M8-03 | ANIXTER FASTENAL COMPANY TR FORMAC SHANGHAI PTE LTD | STM
5952 | 7 | 20 |  | CTAComponent | 2206-M5N-05 | 1 | Release | Each | 2.0 | Nord Lock Locking Washer, Standard Series, M5, Steel, Zinc Flake Coated, RoHS Fastener | 24432-O162562 A0996-3220543 24140-M5/-/NWSTWA/DAB | FASTENAL BOSSARD TR FORMAC DIV OF TR FASTENINGS | STM
5953 | 7 | 19 |  | CTAComponent | 2106-M5-14 | 1 | Release | Each | 4.0 | Spring Lock Washer with Flat Ends JIS B1251, M5, Spring Stainless Steel, Rohs Fastener | 24140-2106-M5-14 | TR FORMAC DIV OF TR FASTENINGS | STM
5954 | 7 | 22 |  | CTAComponent | 5462294 | 2 | Release | Each | 1.0 | Electromagnetic brake |  |  | CCX
5955 | 7 | 23 |  | CTAComponent | 5453714 | 1 | Release | Each | 2.0 | Bearing NSK 6007ZZ |  |  | CCX
5956 | 7 | 21 |  | CTAComponent | 3000-M8C-04 | 1 | Release | Each | 1.0 | Hexagon Nut, ISO4032, M8-1.25, Grade 8 Steel, Zinc Plated, RoHS Fastener | 20589-10948-03689 11060-M8CNFHSTZ6/934 | FASTENAL COMPANY ANIXTER | STM
5957 | 7 | 25 |  | CTAComponent | 5492770 | 1 | Release | Each | 1.0 | Circlip for hole-GB893.1-86 62 Series Fastener Drawing RoHS Compliant |  |  | CCX
5958 | 7 | 24 |  | CTAComponent | 5492769 | 1 | Release | Each | 1.0 | Circlip for shaft-GB894.1-86 35 Series Fastener Drawing RoHS Compliant |  |  | CCX
5959 | 6 | 11 |  | CTAAssembly | 5492713 | 1 | Release | Each | 6.0 | Supporting bearing ASM |  |  | CCX
5960 | 7 | 2 |  | CTAComponent | 5492711 | 1 | Release | Each | 1.0 | Bearing NSK 6800ZZ |  |  | CCX
5961 | 7 | 3 |  | CTAComponent | C2106-M8-80 | 1 | Release | Each | 1.0 | GB_T 93，M8，Spring Steel，Black Oxide finish，RoHS Fastener | 25114-M8/-/SRSTWA/BO/GB93 | TR FORMAC SHANGHAI PTE LTD | HLE
5962 | 7 | 1 |  | CTAComponent | 5492712 | 1 | Release | Each | 1.0 | Shaft |  |  | CCX
5963 | 6 | 15 |  | CTAComponent | 1000-M5C012-04 | 5 | Release | Each | 10.0 | Hexagon Socket Head Cap Screw, M5-0.8, X12mm Long, Grade 8.8 Steel, Zinc Plated, RoHS Fastener | 11060-M5C12KCSC9Z6/912 10487-1000-M5C012-04 24140-M5/12/SOHTCS/TC1D/DIN912 20589-ZS2540012ZP0000 A0996-BN 3 M5x12mm CR6+FREE | ANIXTER OHTA TR FORMAC DIV OF TR FASTENINGS FASTENAL COMPANY BOSSARD | STM
5964 | 6 | 16 |  | CTAComponent | 1000-M8C025-04 | 3 | Release | Each | 6.0 | Hexagon Socket Head Cap Screw, M8-1.25, X25mm Long, Grade 8.8 Steel, Zinc Plated, RoHS Fastener | 11060-M8C25KCSC9Z6/912 20589-ZS2580025ZP0000 24140-M8/25/SOHTCS/TC1D/DIN912 10487-1000-M8C025-04 | ANIXTER FASTENAL COMPANY TR FORMAC DIV OF TR FASTENINGS OHTA | STM
5965 | 6 | 14 |  | CTAComponent | 1000-M4C020-04 | 4 | Release | Each | 8.0 | Hexagon Socket Head Cap Screw, M4-0.7, X20mm Long, Grade 8.8 Steel, Zinc Plated, RoHS Fastener | 11060-M4C20KCSC9Z6/912 10487-1000-M4C020-04 20589-10948-03234 24140-M4/20/SOHTCS/TC1D/ISO4762 | ANIXTER OHTA FASTENAL COMPANY TR FORMAC DIV OF TR FASTENINGS | STM
5966 | 6 | 19 |  | CTAComponent | 2000-M8-03 | 2 | Release | Each | 6.0 | Flat Washer, ISO7089, M8, Steel 200HV, Zinc Plated, RoHS Fastener | 11060-M8NWSFSTZ6/125ATP 20589-10948-03458 25114-2000-M8-03 | ANIXTER FASTENAL COMPANY TR FORMAC SHANGHAI PTE LTD | STM
5967 | 6 | 18 |  | CTAComponent | 2000-M6-03 | 3 | Release | Each | 2.0 | Flat Washer, ISO7089, M6, Steel 200HV, Zinc Plated, RoHS Fastener | 20589-10948-03457 10487-2000-M6-03 11060-M6NWSFSTZ6/125ATP 24140-M6/-/PWSTWA/TC1/DIN125 | FASTENAL COMPANY OHTA ANIXTER TR FORMAC DIV OF TR FASTENINGS | STM
5968 | 6 | 17 |  | CTAComponent | 2000-M5-03 | 5 | Release | Each | 6.0 | Flat Washer, ISO7089, M5, Steel 200HV, Zinc Plated, RoHS Fastener | A0996-BN343-M5 CR3 11060-M5NWSFSTZ6/125ATP 20589-10948-03456 24140-M5/-/PWSTWA/TC1/DIN125 10487-7130111-5 | BOSSARD ANIXTER FASTENAL COMPANY TR FORMAC DIV OF TR FASTENINGS OHTA | STM
5969 | 6 | 22 |  | CTAComponent | C2106-M4-02 | 3 | Release | Each | 8.0 | Spring Lock Washer, M4, Zinc plated, Rohs Fastener | 24140-C2106-M4-02 | TR FORMAC DIV OF TR FASTENINGS | HLE
5970 | 6 | 23 |  | CTAComponent | C2106-M6-02 | 3 | Release | Each | 2.0 | Spring Lock Washer, M6, Zinc plated, Rohs Fastener | 24140-C2106-M6-02 | TR FORMAC DIV OF TR FASTENINGS | HLE
5971 | 6 | 21 |  | CTAComponent | 3000-M8C-04 | 1 | Release | Each | 8.0 | Hexagon Nut, ISO4032, M8-1.25, Grade 8 Steel, Zinc Plated, RoHS Fastener | 20589-10948-03689 11060-M8CNFHSTZ6/934 | FASTENAL COMPANY ANIXTER | STM
5972 | 6 | 20 |  | CTAComponent | 2106-M5-14 | 1 | Release | Each | 10.0 | Spring Lock Washer with Flat Ends JIS B1251, M5, Spring Stainless Steel, Rohs Fastener | 24140-2106-M5-14 | TR FORMAC DIV OF TR FASTENINGS | STM
5973 | 6 | 27 |  | CTAComponent | 4001-M5L020-30 | 2 | Release | Each | 4.0 | Spring Pin, ISO 8752, 5mm Diameter X 20mm Long, Stainless Steel, RoHS Fastener | 11060-M5R20PRPSJ/1481 A0996-BN 337 M5 x 20mm CR6 + Free 20589-O131809 | ANIXTER BOSSARD FASTENAL COMPANY | STM
5974 | 6 | 25 |  | CTAComponent | C1213-M5C012-14 | 1 | Release | Each | 2.0 | GB_T 9074.8，M5x12mm，Grade 4.8 Steel，Zinc finish，RoHS Fastener | 25114-M5/12/PPSTPS/TC1/GB9074.8 | TR FORMAC SHANGHAI PTE LTD | HLE
5975 | 6 | 26 |  | CTAComponent | 1000-M6C008-04 | 1 | Release | Each | 2.0 | Hexagon Socket Head Cap Screw, M6-1, X8mm Long, Grade 8.8 Steel, Zinc Plated, RoHS Fastener | 10487-1000-M6C008-04 | OHTA | STM
5976 | 6 | 24 |  | CTAComponent | C2106-M8-80 | 1 | Release | Each | 10.0 | GB_T 93，M8，Spring Steel，Black Oxide finish，RoHS Fastener | 25114-M8/-/SRSTWA/BO/GB93 | TR FORMAC SHANGHAI PTE LTD | HLE
5977 | 6 | 29 |  | CTAComponent | 1000-M6C020-04 | 4 | Release | Each | 4.0 | Hexagon Socket Head Cap Screw, M6-1, X20mm Long, Grade 8.8 Steel, Zinc Plated, RoHS Fastener | 11060-M6C20KCSC9Z6/912 10487-1000-M6C020-04 24140-M6/20/SOHTCS/TC1D/DIN912 20589-10948-03240 A0996-BN 4 M6 x 20mm CR6+FREE | ANIXTER OHTA TR FORMAC DIV OF TR FASTENINGS FASTENAL COMPANY BOSSARD | STM
5978 | 6 | 28 |  | CTAComponent | 2002-M5-02 | 1 | Release | Each | 4.0 | Flat Washer, Small OD Series, ISO7092, M5, Steel 140HV, Zinc Plated, RoHS Fastener | 20589-10948-04491 11060-M5NWSFSTZ6/433 | FASTENAL COMPANY ANIXTER | STM
5979 | 5 | 6 |  | CTAComponent | C2106-M8-80 | 1 | Release | Each | 4.0 | GB_T 93，M8，Spring Steel，Black Oxide finish，RoHS Fastener | 25114-M8/-/SRSTWA/BO/GB93 | TR FORMAC SHANGHAI PTE LTD | HLE
5980 | 4 | 1 |  | CTAComponent | 5121886 | 4 | Release | Each | 1.0 | A196-B135 X-ray Tube |  |  | HLE
5981 | 3 | 3 |  | CTAAssembly | 5479479 | 6 | Release | Each | 1.0 | 12 Inch II assembly |  |  | HLE
5982 | 4 | 6 |  | CTAComponent | 3000-M8C-07 | 1 | Release | Each | 4.0 | Hexagon Nut, ISO4032, M8-1.25, Grade 12 Steel, Black Oxide, RoHS Fastener | 20589-10948-03704 A0996-1090143 11060-M8CNFHXDBO/934 | FASTENAL COMPANY BOSSARD ANIXTER | STM
5983 | 4 | 11 |  | CTAComponent | C2106-M4-02 | 3 | Release | Each | 1.0 | Spring Lock Washer, M4, Zinc plated, Rohs Fastener | 24140-C2106-M4-02 | TR FORMAC DIV OF TR FASTENINGS | HLE
5984 | 4 | 8 |  | CTAComponent | 5461759 | 1 | Release | Each | 3.0 | NYLON BINDING TIE CLAMP KSS CV-180 tie wrap 180x3.6mm Max Bundle Dia 46mm |  |  | HLE
5985 | 4 | 7 |  | CTAComponent | 5445685 | 2 | Release | Each | 1.0 | Connection board with 12 inch II |  |  | CCX
5986 | 4 | 10 |  | CTAAssembly | 5480483 | 5 | Release | Each | 1.0 | 12inch image chain system |  |  | CCX
5987 | 5 | 1 |  | CTAComponent | 5122278 | 1 | Release | Each | 1.0 | CCD Camera |  |  | HLE
5988 | 5 | 3 |  | CTAComponent | 5122280 | 1 | Release | Each | 1.0 | Thales AEC control board |  |  | HLE
5989 | 5 | 2 |  | CTAComponent | 5122279 | 1 | Release | Each | 1.0 | Optics assembly for storm digital |  |  | HLE
5990 | 5 | 5 |  | CTAComponent | 5122282 | 1 | Release | Each | 1.0 | Thales HVPS for storm digital |  |  | HLE
5991 | 5 | 6 |  | CTAComponent | 5122285 | 1 | Release | Each | 1.0 | Cable from PCU to CCD Camera |  |  | HLE
5992 | 5 | 4 |  | CTAComponent | 5122281 | 1 | Release | Each | 1.0 | Thales Optics control board |  |  | HLE
5993 | 5 | 8 |  | CTAComponent | 5455353 | 1 | Release | Each | 1.0 | 12inch Image intensifier tube |  |  | HLE
5994 | 5 | 7 |  | CTAComponent | 5441091 | 1 | Release | Each | 1.0 | Thales ADCS |  |  | HLE
5995 | 4 | 9 |  | CTAComponent | 5479710 | 3 | Release | Each | 1.0 | Ferrite split core snap-on 28A5776-0A2 |  |  | HLE
5996 | 4 | 3 |  | CTAComponent | 2000-M4-03 | 3 | Release | Each | 1.0 | FLAT WASHER - NORMAL SERIES, ISO 7089, M4 CLASS 200H STEEL, ZINC PLATED RoHS FASTENER | 24140-M4/-/PWSTWA/TC1/DIN125 10487-2000-M4-03 A0996-BN 343 M4 CR6+FREE 24432-11103691 11060-M4NWSFSTZ6/125ATP | TR FORMAC DIV OF TR FASTENINGS OHTA BOSSARD FASTENAL ANIXTER | STM
5997 | 4 | 4 |  | CTAComponent | 2000-M8-03 | 2 | Release | Each | 4.0 | Flat Washer, ISO7089, M8, Steel 200HV, Zinc Plated, RoHS Fastener | 11060-M8NWSFSTZ6/125ATP 20589-10948-03458 25114-2000-M8-03 | ANIXTER FASTENAL COMPANY TR FORMAC SHANGHAI PTE LTD | STM
5998 | 4 | 5 |  | CTAComponent | 2203-M8-07 | 3 | Release | Each | 4.0 | Curved Lock Washer, DIN 128A, M8, Spring Steel, Zinc Plated, RoHS Fastener | 20589-10948-04153 11060-M8NLOCSTMZT/128A | FASTENAL COMPANY ANIXTER | STM
5999 | 4 | 2 |  | CTAComponent | 1010-M5C016-14 | 1 | Release | Each | 12.0 | Phillips Flat Head Screw, ISO 7046, M5-0.8, X16mm Long, Grade 4.8 Steel, Zinc Plated, RoHS Fastener | 20589-10948-03516 11060-M5C16MXFSTZ6/965A | FASTENAL COMPANY ANIXTER | STM
6000 | 4 | 1 |  | CTAComponent | 1007-M4C010-14 | 2 | Release | Each | 1.0 | Phillips Pan Head Screw, ISO 7045, M4-0.7, X10mm Long, Grade 4.8 Steel, Zinc Plated, RoHS Fastener | 11060-M4C10MXPSTZ6/7985 20589-10948-03570 24140-M4/10/PPSTMC/TC1/ISO7045 | ANIXTER FASTENAL COMPANY TR FORMAC DIV OF TR FASTENINGS | STM
6001 | 3 | 4 |  | ECCCollectorPart | 5479496 | 1 | Release | Each | 1.0 | YS-51 collimator collector |  |  | HLE
6002 | 4 | 2 |  | CTAAssembly | 5125731-1 | 1 | Release | Each | 1.0 | R-500 AND VR FILTER1 ASSEMBLY |  |  | HLE
6003 | 5 | 2 |  | CTAComponent | 5125730-1 | 1 | Release | Each | 1.0 | R500 AND VR FILTER LABEL1 |  |  | HLE
6004 | 5 | 1 |  | CTAComponent | 5125729-1 | 2 | Release | Each | 1.0 | R500 and VR Filter 1 |  |  | HLE
6005 | 5 | 3 |  | CTAComponent | 5125730-7 | 2 | Release | Each | 1.0 | Filter instruction |  |  | HLE
6006 | 4 | 1 |  | CTAComponent | 5167951 | 10 | Release | Each | 1.0 | PS800+ collimator for global |  |  | CCX
6007 | 4 | 3 |  | CTAAssembly | 5125731-2 | 1 | Release | Each | 1.0 | R-500 AND VR FILTER2 ASSEMBLY |  |  | HLE
6008 | 5 | 1 |  | CTAComponent | 5125729-2 | 2 | Release | Each | 1.0 | R500 and VR Filter 2 |  |  | HLE
6009 | 5 | 2 |  | CTAComponent | 5125730-2 | 1 | Release | Each | 1.0 | R500 and VR Filter Label 2 |  |  | HLE
6010 | 5 | 3 |  | CTAComponent | 5125730-7 | 2 | Release | Each | 1.0 | Filter instruction |  |  | HLE
6011 | 4 | 4 |  | CTAComponent | 2206-M6N-05 | 1 | Release | Each | 4.0 | Nord Lock Locking Washer, Standard Series, M6, Steel, Zinc Flake Coated, RoHS Fastener | 24432-O167039 A0996-5523982 24140-M6/-/NWSTWA/DAB | FASTENAL BOSSARD TR FORMAC DIV OF TR FASTENINGS | STM
6012 | 3 | 9 |  | ECCCollectorPart | 5150270 | 3 | Release | Each | 1.0 | Generator for digital system assembly |  |  | HLE
6013 | 4 | 1 |  | CTAComponent | 5123374 | 7 | Release | Each | 1.0 | Generator for digital system |  |  | HLE
6014 | 4 | 2 |  | CTAComponent | 5442735 | 1 | Release | Each | 1.0 | generator rating plate |  |  | HLE
6015 | 5 | 1 |  | CTAComponent | 46-303268P1 | 10 | Release | Each | 1.0 | PRODUCT LOCATOR CARD FORM FOR RATING PLATES, PRINTED BY DUPLITECH | 25823-46-303268P1 | DL3 | CTZ
6016 | 1 | 21 |  | Finished Good | S1800KU | 1 | Release | Each | 1.0 | PT800ShipLabMex |  |  | CCX